## Cover Sheet
External Works and Abnormals Proforma
All users of this proforma are advised to undertake their own review of its assumptions, calculations and results, and seek appropriate professional advice, before making any decision or entering into any commitment based on the information herein. PfS accepts no liability whatsoever for any expense, liability, loss, claim or proceedings arising from reliance placed upon this proforma.
Document Properties
Document Owner | Beech Williamson
Organisation | Partnerships for Schools
Title | External Works and Abnormals Proforma
Abstract
This proforma has been prepared by PfS to assist local authorities in identifying the costs of external works, enabling works and abnormals associated with their proposed projects. It will be used by PfS to validate the costs put forward by authorities at OBC and to identify any additional abnormal costs that may be awarded at OBC. It sets out the assumptions used by PfS at a programme level and allows authorities to enter school specific information and construction phasing so PfS might allow further inflation where the construction duration estimated by the LA is unavoidably significant. This model also provides the totals table as required in the OBC. A separate guidance document explains the data required for each box and , where necessary, why it is needed.
Version History
Date | Version | Status | Editor | Comments
2006-10-20 | 3 | Ready for Issue | BW
Authority name
Authority name for project
Author
Contact email
Wave No
Phase No
Proforma Status
Date LA / TA completed proforma
This proforma is structured as follows:
Worksheet |  | Purpose
Prog Assums | INPUT SHEET: Providing cost assumptions provided by PfS and drop down lists
Totals | OUTPUT SHEET: totals of key data for all schools, compared to formaulic funding from FAM
summary | OUPUT SHEET: summary of LA proposals and PfS allocation for all types of work for all schools
School 1, 2, etc… | INPUT SHEET: Detailed background and cost information for each school
exclusions | INFORMATION SHEET: listing categories of work that are deemed included in core funding or are not funded by BSF
Cell references are as follows: | Local Authority Entry
PfS Programme Assumptions
Calculation Cells
External works PfS entry
Enabling Works or Abnormals PfS entry
Enabling Works or Abnormals unlikely to be funded by BSF PfS entry

## Prog Assums
Programme Assumptions |  |  | Drop Down Lists
Capital Cost Assumptions |  |  | Characteristics | Project Context | Site conditions | timing
|  |  | age ranges | project location | Nature of soil/pressure | construction start etc.
a) LA estimate date |  |  | 4-11 | City centre | Strip foundations | 2Q06
Base date of LA estimates | 2003-01-01 |  | 5-11 | Tight urban | Deep strip foundations | 3Q06
|  |  | 5-13 | Urban | Pad and Beam (reinforced) | 4Q06
b) Base Date for Construction and F&E Costs |  |  | 5-18 | Suburban | Piled foundations | 1Q07
Base date of PfS rates | 2003-01-01 |  | 9-13 | Rural | Raft foundations | 2Q07
DTI pubsec Index | 144 |  | 10-13 |  | Other | 3Q07
|  |  | 11-13 |  |  | 4Q07
c) Construction Cost rates |  |  | 11-16 | type of site | site levels | 1Q08
demolition | 40 | per m2 | 12-16 | as existing | Level | 2Q08
making good |  | per m2 | 13-16 | reduced | Slightly sloping | 3Q08
breakup roads and paving | 5 | per m2 | 14-16 | enlarged | Sloping | 4Q08
asbestos level 3 survey | 5000 |  | 11-18 | new | Steeply sloping | 1Q09
asbestos removal | 10 | per m2 | 12-18 |  |  | 2Q09
temporary classroom |  | per room | 13-18 |  | water table | 3Q09
temporary practical space |  | per room | 14-18 |  | effects piling | 4Q09
temporary halls and kitchens |  | per space |  |  | effects slab/strip | 1Q10
|  |  | gender |  | effect building | 2Q10
| New Build | Refurb | boys |  | no effect | 3Q10
Site Costs Mainstream & PRU | 12% | 8% | girls |  |  | 4Q10
Abnormal cost Mainstream & PRU | 5% | 9% | mixed |  | type of SEN | 1Q11
[5 empty] | SLD | 2Q11
Site Costs SEN PLASC A, B, C | 12% | 8% | type of school |  | SLD/PMLD | 3Q11
Abnormal cost SEN PLASC A, B, C | 5% | 9% | community |  | SLD/ASD | 4Q11
|  |  | foundation |  | SLD/PMLD/ASD | 1Q12
d) ICT |  |  | voluntary aided |  | SLD/BESD | 2Q12
ICT Infrastructure Costs per Pupil | 225 |  | voluntary controlled |  | SLD/PMLD/BESD | 3Q12
ICT Hardware Costs per Pupil | 1450 |  | academy |  | SLD/PMLD/BESD/ASD | 4Q12
|  |  | city technology college |  | ASD | 1Q13
e) Professional Fees | New Build | Refurb | maintained special |  | BESD | 2Q13
Professional Fees | 12.5% | 15% | non-maintained special |  | ASD/BESD
pupil referral unit
School Area Formulae
Mainstream
Net area (m2) | Base scope | Space/pupil
Split site (middle school) | 400
Split site (secondary school) | 550
KS2 in Middle Schools (9-11) | 700 | 3.1
KS3 (11-14) | 1300 | 4.5
KS4 (14-16) | 1300 | 5
Post 16 | 300 | 5.7
PRU |  | 14.7
Net / Gross Area Scaling Factor | 1.425
SEN
Gross Area (m2)
SEN PLASC A, B, C | 1800 | 21
Additional for Hydrotherapy pool etc. | 250
additional for split site | 500
SEN = Special Schools, Special Units and Resourced Provision

## Totals
EXTERNAL WORKS and ABNORMALS - PfS Sheets 06/10/06
| BSF Project Title | A N Authority - as on Totals sheet |  |  |  | (LA)
| Date of Estimate | 3Q06 | (quarter) |  |  | Date LA completed proforma |  | 2026-07-30
|  | Construc-tion start | Funding start assumed by PfS | formulaic allocation for external works (from FAM) | external works gross at date of estimate |  |  | formulaic allocation for enabling & abnormals (from FAM) | enabling works gross at date of estimate |  | abnormals gross at date of estimate |  |  | Additional PfS allocation
| School Name |  |  |  | PfS allocation | LA contribution |  |  | PfS allocation | LA contribution | PfS allocation | LA contribution for new sites | remaining LA contribution
school
1 | school 1 | 2Q06 | 2Q06 |  | 0 | 0 | 0 |  | 0 | 0 | 0 | 0 | 0 | 0
2 | school 2 | 2Q06 | 2Q06 |  | 0 | 0 | 0 |  | 0 | 0 | 0 | 0 | 0 | 0
3 | school 3 | 2Q06 | 2Q06 |  | 0 | 0 | 0 |  | 0 | 0 | 0 | 0 | 0 | 0
4 | school 4 | 2Q06 | 2Q06 |  | 0 | 0 | 0 |  | 0 | 0 | 0 | 0 | 0 | 0
5 | school 5 | 2Q06 | 2Q06 |  | 0 | 0 | 0 |  | 0 | 0 | 0 | 0 | 0 | 0
6 | school 6 | 2Q06 | 2Q06 |  | 0 | 0 | 0 |  | 0 | 0 | 0 | 0 | 0 | 0
7 | school 7 | 2Q06 | 2Q06 |  | 0 | 0 | 0 |  | 0 | 0 | 0 | 0 | 0 | 0
8 | school 8 | 2Q06 | 2Q06 |  | 0 | 0 | 0 |  | 0 | 0 | 0 | 0 | 0 | 0
9 | school 9 | 2Q06 | 2Q06 |  | 0 | 0 | 0 |  | 0 | 0 | 0 | 0 | 0 | 0
10 | school 10 | 2Q06 | 2Q06 |  | 0 | 0 | 0 |  | 0 | 0 | 0 | 0 | 0 | 0
11 | school 11 | 2Q06 | 2Q06 |  | 0 | 0 | 0 |  | 0 | 0 | 0 | 0 | 0 | 0
12 | school 12 | 2Q06 | 2Q06 |  | 0 | 0 | 0 |  | 0 | 0 | 0 | 0 | 0 | 0
|  |  |  | 0 | 0 | 0 |  | 0 | 0 | 0 | 0 | 0 | 0 | 0
| fill in only non-shaded areas from FAM |  |  |  | 0 | [5 empty] | value of any capital receipts

## summary
summary data | overall totals |  | school 1 |  | school 2 |  | school 3 |  | school 4 |  | school 5 |  | school 6 |  | school 7 |  | school 8 |  | school 9 |  | school 10 |  | school 11 |  | school 12
EXTERNAL WORKS ITEMS (except demolitions) | TOTAL ESTIMATE BY LA (£) | TOTAL PfS ALLO-CATION (£) | ESTIMATE BY LA (£) | PfS ALLO-CATION (£) | ESTIMATE BY LA (£) | PfS ALLO-CATION (£) | ESTIMATE BY LA (£) | PfS ALLO-CATION (£) | ESTIMATE BY LA (£) | PfS ALLO-CATION (£) | ESTIMATE BY LA (£) | PfS ALLO-CATION (£) | ESTIMATE BY LA (£) | PfS ALLO-CATION (£) | ESTIMATE BY LA (£) | PfS ALLO-CATION (£) | ESTIMATE BY LA (£) | PfS ALLO-CATION (£) | ESTIMATE BY LA (£) | PfS ALLO-CATION (£) | ESTIMATE BY LA (£) | PfS ALLO-CATION (£) | ESTIMATE BY LA (£) | PfS ALLO-CATION (£) | ESTIMATE BY LA (£) | PfS ALLO-CATION (£)
Site clearance, excavation and earthworks [related to building work] | 0 | 0 | 0 | 0 | 0 | 0 | 0 | 0 | 0 | 0 | 0 | 0 | 0 | 0 | 0 | 0 | 0 | 0 | 0 | 0 | 0 | 0 | 0 | 0 | 0 | 0
Access roads and separate vehicle/pedestrian entrance | 0 | 0 | 0 | 0 | 0 | 0 | 0 | 0 | 0 | 0 | 0 | 0 | 0 | 0 | 0 | 0 | 0 | 0 | 0 | 0 | 0 | 0 | 0 | 0 | 0 | 0
Car Parking and circulation routes | 0 | 0 | 0 | 0 | 0 | 0 | 0 | 0 | 0 | 0 | 0 | 0 | 0 | 0 | 0 | 0 | 0 | 0 | 0 | 0 | 0 | 0 | 0 | 0 | 0 | 0
Pavements and pedestrain walkways | 0 | 0 | 0 | 0 | 0 | 0 | 0 | 0 | 0 | 0 | 0 | 0 | 0 | 0 | 0 | 0 | 0 | 0 | 0 | 0 | 0 | 0 | 0 | 0 | 0 | 0
Hard surfaced areas including Multi-use Games Area (MUGA) | 0 | 0 | 0 | 0 | 0 | 0 | 0 | 0 | 0 | 0 | 0 | 0 | 0 | 0 | 0 | 0 | 0 | 0 | 0 | 0 | 0 | 0 | 0 | 0 | 0 | 0
soft landscaping and habitat areas | 0 | 0 | 0 | 0 | 0 | 0 | 0 | 0 | 0 | 0 | 0 | 0 | 0 | 0 | 0 | 0 | 0 | 0 | 0 | 0 | 0 | 0 | 0 | 0 | 0 | 0
sports pitches including equipment | 0 | 0 | 0 | 0 | 0 | 0 | 0 | 0 | 0 | 0 | 0 | 0 | 0 | 0 | 0 | 0 | 0 | 0 | 0 | 0 | 0 | 0 | 0 | 0 | 0 | 0
Incoming services and statutory connections (incl. new sub-stations) | 0 | 0 | 0 | 0 | 0 | 0 | 0 | 0 | 0 | 0 | 0 | 0 | 0 | 0 | 0 | 0 | 0 | 0 | 0 | 0 | 0 | 0 | 0 | 0 | 0 | 0
land drainage | 0 | 0 | 0 | 0 | 0 | 0 | 0 | 0 | 0 | 0 | 0 | 0 | 0 | 0 | 0 | 0 | 0 | 0 | 0 | 0 | 0 | 0 | 0 | 0 | 0 | 0
site lighting | 0 | 0 | 0 | 0 | 0 | 0 | 0 | 0 | 0 | 0 | 0 | 0 | 0 | 0 | 0 | 0 | 0 | 0 | 0 | 0 | 0 | 0 | 0 | 0 | 0 | 0
Fencing (2.4m or similar) | 0 | 0 | 0 | 0 | 0 | 0 | 0 | 0 | 0 | 0 | 0 | 0 | 0 | 0 | 0 | 0 | 0 | 0 | 0 | 0 | 0 | 0 | 0 | 0 | 0 | 0
Other external works, including outdoor furniture and signage | 0 | 0 | 0 | 0 | 0 | 0 | 0 | 0 | 0 | 0 | 0 | 0 | 0 | 0 | 0 | 0 | 0 | 0 | 0 | 0 | 0 | 0 | 0 | 0 | 0 | 0
EXTERNAL WORKS TOTALS | 0 | 0 | 0 | 0 | 0 | 0 | 0 | 0 | 0 | 0 | 0 | 0 | 0 | 0 | 0 | 0 | 0 | 0 | 0 | 0 | 0 | 0 | 0 | 0 | 0 | 0
Total including overheads and profit, prelims and contingency (as above) |  | 0 |  | 0 |  | 0 |  | 0 |  | 0 |  | 0 |  | 0 |  | 0 |  | 0 |  | 0 |  | 0 |  | 0 |  | 0
PfS fee allocation for external works |  | 0 |  | 0 |  | 0 |  | 0 |  | 0 |  | 0 |  | 0 |  | 0 |  | 0 |  | 0 |  | 0 |  | 0 |  | 0
ENABLING ITEMS (including fees) | ESTIMATE BY LA (£) | PfS ALLO-CATION (£) | ESTIMATE BY LA (£) | PfS ALLO-CATION (£) | ESTIMATE BY LA (£) | PfS ALLO-CATION (£) | ESTIMATE BY LA (£) | PfS ALLO-CATION (£) | ESTIMATE BY LA (£) | PfS ALLO-CATION (£) | ESTIMATE BY LA (£) | PfS ALLO-CATION (£) | ESTIMATE BY LA (£) | PfS ALLO-CATION (£) | ESTIMATE BY LA (£) | PfS ALLO-CATION (£) | ESTIMATE BY LA (£) | PfS ALLO-CATION (£) | ESTIMATE BY LA (£) | PfS ALLO-CATION (£) | ESTIMATE BY LA (£) | PfS ALLO-CATION (£) | ESTIMATE BY LA (£) | PfS ALLO-CATION (£) | ESTIMATE BY LA (£) | PfS ALLO-CATION (£)
DEMOLITIONS
demolition of existing buildings including grubbing up and removal from site | 0 | 0 | 0 | 0 | 0 | 0 | 0 | 0 | 0 | 0 | 0 | 0 | 0 | 0 | 0 | 0 | 0 | 0 | 0 | 0 | 0 | 0 | 0 | 0 | 0 | 0
protection and making good adjacent to demolition | 0 | 0 | 0 | 0 | 0 | 0 | 0 | 0 | 0 | 0 | 0 | 0 | 0 | 0 | 0 | 0 | 0 | 0 | 0 | 0 | 0 | 0 | 0 | 0 | 0 | 0
break up roads and paving | 0 | 0 | 0 | 0 | 0 | 0 | 0 | 0 | 0 | 0 | 0 | 0 | 0 | 0 | 0 | 0 | 0 | 0 | 0 | 0 | 0 | 0 | 0 | 0 | 0 | 0
Demolitions sub-totals | 0 | 0 | 0 | 0 | 0 | 0 | 0 | 0 | 0 | 0 | 0 | 0 | 0 | 0 | 0 | 0 | 0 | 0 | 0 | 0 | 0 | 0 | 0 | 0 | 0 | 0
Asbestos removal
Asbestos survey level 3 (while buildings are unoccupied) | 0 | 0 | 0 | 0 | 0 | 0 | 0 | 0 | 0 | 0 | 0 | 0 | 0 | 0 | 0 | 0 | 0 | 0 | 0 | 0 | 0 | 0 | 0 | 0 | 0 | 0
Asbestos removal (estimate based on level 2 survey) | 0 | 0 | 0 | 0 | 0 | 0 | 0 | 0 | 0 | 0 | 0 | 0 | 0 | 0 | 0 | 0 | 0 | 0 | 0 | 0 | 0 | 0 | 0 | 0 | 0 | 0
Asbestos removal sub-total | 0 | 0 | 0 | 0 | 0 | 0 | 0 | 0 | 0 | 0 | 0 | 0 | 0 | 0 | 0 | 0 | 0 | 0 | 0 | 0 | 0 | 0 | 0 | 0 | 0 | 0
Survey fees
Archaeological investigations (beyond desktop) | 0 | 0 | 0 | 0 | 0 | 0 | 0 | 0 | 0 | 0 | 0 | 0 | 0 | 0 | 0 | 0 | 0 | 0 | 0 | 0 | 0 | 0 | 0 | 0 | 0 | 0
Other abnormal fees | 0 | 0 | 0 | 0 | 0 | 0 | 0 | 0 | 0 | 0 | 0 | 0 | 0 | 0 | 0 | 0 | 0 | 0 | 0 | 0 | 0 | 0 | 0 | 0 | 0 | 0
Abnormal fees sub-totals | 0 | 0 | 0 | 0 | 0 | 0 | 0 | 0 | 0 | 0 | 0 | 0 | 0 | 0 | 0 | 0 | 0 | 0 | 0 | 0 | 0 | 0 | 0 | 0 | 0 | 0
TEMPORARY WORKS
Temporary Accommodation enabling works and decanting | 0 | 0 | 0 | 0 | 0 | 0 | 0 | 0 | 0 | 0 | 0 | 0 | 0 | 0 | 0 | 0 | 0 | 0 | 0 | 0 | 0 | 0 | 0 | 0 | 0 | 0
Temporary Accom foundations and service connections | 0 | 0 | 0 | 0 | 0 | 0 | 0 | 0 | 0 | 0 | 0 | 0 | 0 | 0 | 0 | 0 | 0 | 0 | 0 | 0 | 0 | 0 | 0 | 0 | 0 | 0
Temporary Classroom Accommodation hire costs | 0 | 0 | 0 | 0 | 0 | 0 | 0 | 0 | 0 | 0 | 0 | 0 | 0 | 0 | 0 | 0 | 0 | 0 | 0 | 0 | 0 | 0 | 0 | 0 | 0 | 0
Temporary Practical Accommodation hire costs | 0 | 0 | 0 | 0 | 0 | 0 | 0 | 0 | 0 | 0 | 0 | 0 | 0 | 0 | 0 | 0 | 0 | 0 | 0 | 0 | 0 | 0 | 0 | 0 | 0 | 0
Temporary Halls and kitchens Accommodation hire costs | 0 | 0 | 0 | 0 | 0 | 0 | 0 | 0 | 0 | 0 | 0 | 0 | 0 | 0 | 0 | 0 | 0 | 0 | 0 | 0 | 0 | 0 | 0 | 0 | 0 | 0
Protection of existing school during construction | 0 | 0 | 0 | 0 | 0 | 0 | 0 | 0 | 0 | 0 | 0 | 0 | 0 | 0 | 0 | 0 | 0 | 0 | 0 | 0 | 0 | 0 | 0 | 0 | 0 | 0
other temporary works | 0 | 0 | 0 | 0 | 0 | 0 | 0 | 0 | 0 | 0 | 0 | 0 | 0 | 0 | 0 | 0 | 0 | 0 | 0 | 0 | 0 | 0 | 0 | 0 | 0 | 0
Temporary Works sub-totals | 0 | 0 | 0 | 0 | 0 | 0 | 0 | 0 | 0 | 0 | 0 | 0 | 0 | 0 | 0 | 0 | 0 | 0 | 0 | 0 | 0 | 0 | 0 | 0 | 0 | 0
ABNORMALS WITHOUT LIFECYCLE TOTALS | 0 | 0 | 0 | 0 | 0 | 0 | 0 | 0 | 0 | 0 | 0 | 0 | 0 | 0 | 0 | 0 | 0 | 0 | 0 | 0 | 0 | 0 | 0 | 0 | 0 | 0
Total including overheads and profit, prelims and contingency (as above) |  | 0 |  | 0 |  | 0 |  | 0 |  | 0 |  | 0 |  | 0 |  | 0 |  | 0 |  | 0 |  | 0 |  | 0 |  | 0
(PfS assume fees to be within price for enabling items)
ABNORMAL ITEMS (except asbestos removal and fees) | ESTIMATE BY LA (£) | PfS ALLO-CATION (£) | ESTIMATE BY LA (£) | PfS ALLO-CATION (£) | 0 | 0 | 0 | 0 | 0 | 0 | 0 | 0 | 0 | 0 | 0 | 0 | 0 | 0 | 0 | 0 | 0 | 0 | 0 | 0 | 0 | 0
INFRASTRUCTURE COSTS: for additional infrastructure that is not included in External Works (but not generaly funded by DfES or PfS)
Diversion of mains utilities not servicing the site | 0 | 0 | 0 | 0 | 0 | 0 | 0 | 0 | 0 | 0 | 0 | 0 | 0 | 0 | 0 | 0 | 0 | 0 | 0 | 0 | 0 | 0 | 0 | 0 | 0 | 0
new/ improved access roads, cycle routes, pick-up/ drop-off, crossings | 0 | 0 | 0 | 0 | 0 | 0 | 0 | 0 | 0 | 0 | 0 | 0 | 0 | 0 | 0 | 0 | 0 | 0 | 0 | 0 | 0 | 0 | 0 | 0 | 0 | 0
bridge or tunnel to facilitate safe movement of students | 0 | 0 | 0 | 0 | 0 | 0 | 0 | 0 | 0 | 0 | 0 | 0 | 0 | 0 | 0 | 0 | 0 | 0 | 0 | 0 | 0 | 0 | 0 | 0 | 0 | 0
Other infrastructure costs | 0 | 0 | 0 | 0 | 0 | 0 | 0 | 0 | 0 | 0 | 0 | 0 | 0 | 0 | 0 | 0 | 0 | 0 | 0 | 0 | 0 | 0 | 0 | 0 | 0 | 0
Infrastructure costs sub-totals | 0 | 0 | 0 | 0 | 0 | 0 | 0 | 0 | 0 | 0 | 0 | 0 | 0 | 0 | 0 | 0 | 0 | 0 | 0 | 0 | 0 | 0 | 0 | 0 | 0 | 0
SITE RESTRICTIONS: Where the site is constrained in that new buildings or refurbishment proposals will incur additional cost
phasing and out of hours working | 0 | 0 | 0 | 0 | 0 | 0 | 0 | 0 | 0 | 0 | 0 | 0 | 0 | 0 | 0 | 0 | 0 | 0 | 0 | 0 | 0 | 0 | 0 | 0 | 0 | 0
All weather pitch on restricted site | 0 | 0 | 0 | 0 | 0 | 0 | 0 | 0 | 0 | 0 | 0 | 0 | 0 | 0 | 0 | 0 | 0 | 0 | 0 | 0 | 0 | 0 | 0 | 0 | 0 | 0
extra over for 4 storey or above due to constrained site | 0 | 0 | 0 | 0 | 0 | 0 | 0 | 0 | 0 | 0 | 0 | 0 | 0 | 0 | 0 | 0 | 0 | 0 | 0 | 0 | 0 | 0 | 0 | 0 | 0 | 0
Other site restrictions | 0 | 0 | 0 | 0 | 0 | 0 | 0 | 0 | 0 | 0 | 0 | 0 | 0 | 0 | 0 | 0 | 0 | 0 | 0 | 0 | 0 | 0 | 0 | 0 | 0 | 0
Site restrictions sub-totals | 0 | 0 | 0 | 0 | 0 | 0 | 0 | 0 | 0 | 0 | 0 | 0 | 0 | 0 | 0 | 0 | 0 | 0 | 0 | 0 | 0 | 0 | 0 | 0 | 0 | 0
SITE CONDITIONS: Where site conditions impose more expensive solutions
Bearing capacity requires piling, so foundations beyond standard | 0 | 0 | 0 | 0 | 0 | 0 | 0 | 0 | 0 | 0 | 0 | 0 | 0 | 0 | 0 | 0 | 0 | 0 | 0 | 0 | 0 | 0 | 0 | 0 | 0 | 0
very poor ground conditions, eg mineshafts, water table | 0 | 0 | 0 | 0 | 0 | 0 | 0 | 0 | 0 | 0 | 0 | 0 | 0 | 0 | 0 | 0 | 0 | 0 | 0 | 0 | 0 | 0 | 0 | 0 | 0 | 0
unusual site level variations need retaining walls and/or ramps | 0 | 0 | 0 | 0 | 0 | 0 | 0 | 0 | 0 | 0 | 0 | 0 | 0 | 0 | 0 | 0 | 0 | 0 | 0 | 0 | 0 | 0 | 0 | 0 | 0 | 0
site clearance, contamination or gas in ground | 0 | 0 | 0 | 0 | 0 | 0 | 0 | 0 | 0 | 0 | 0 | 0 | 0 | 0 | 0 | 0 | 0 | 0 | 0 | 0 | 0 | 0 | 0 | 0 | 0 | 0
extreme noise pollution | 0 | 0 | 0 | 0 | 0 | 0 | 0 | 0 | 0 | 0 | 0 | 0 | 0 | 0 | 0 | 0 | 0 | 0 | 0 | 0 | 0 | 0 | 0 | 0 | 0 | 0
Other site conditions | 0 | 0 | 0 | 0 | 0 | 0 | 0 | 0 | 0 | 0 | 0 | 0 | 0 | 0 | 0 | 0 | 0 | 0 | 0 | 0 | 0 | 0 | 0 | 0 | 0 | 0
Site conditions sub-totals | 0 | 0 | 0 | 0 | 0 | 0 | 0 | 0 | 0 | 0 | 0 | 0 | 0 | 0 | 0 | 0 | 0 | 0 | 0 | 0 | 0 | 0 | 0 | 0 | 0 | 0
OTHER ABNORMALS: including other costs which may accrue due to unusual circumstances relating to the project
Planning Requirements & Planning Constraints / Conservation Areas | 0 | 0 | 0 | 0 | 0 | 0 | 0 | 0 | 0 | 0 | 0 | 0 | 0 | 0 | 0 | 0 | 0 | 0 | 0 | 0 | 0 | 0 | 0 | 0 | 0 | 0
Work to listed elements of listed building | 0 | 0 | 0 | 0 | 0 | 0 | 0 | 0 | 0 | 0 | 0 | 0 | 0 | 0 | 0 | 0 | 0 | 0 | 0 | 0 | 0 | 0 | 0 | 0 | 0 | 0
Boundary ballstop/ security fencing above 2.4m | 0 | 0 | 0 | 0 | 0 | 0 | 0 | 0 | 0 | 0 | 0 | 0 | 0 | 0 | 0 | 0 | 0 | 0 | 0 | 0 | 0 | 0 | 0 | 0 | 0 | 0
extra security matters. e.g. extra security of contractors' area | 0 | 0 | 0 | 0 | 0 | 0 | 0 | 0 | 0 | 0 | 0 | 0 | 0 | 0 | 0 | 0 | 0 | 0 | 0 | 0 | 0 | 0 | 0 | 0 | 0 | 0
Environmental matters | 0 | 0 | 0 | 0 | 0 | 0 | 0 | 0 | 0 | 0 | 0 | 0 | 0 | 0 | 0 | 0 | 0 | 0 | 0 | 0 | 0 | 0 | 0 | 0 | 0 | 0
Party Wall matters | 0 | 0 | 0 | 0 | 0 | 0 | 0 | 0 | 0 | 0 | 0 | 0 | 0 | 0 | 0 | 0 | 0 | 0 | 0 | 0 | 0 | 0 | 0 | 0 | 0 | 0
Unusual site clearance and contamination details | 0 | 0 | 0 | 0 | 0 | 0 | 0 | 0 | 0 | 0 | 0 | 0 | 0 | 0 | 0 | 0 | 0 | 0 | 0 | 0 | 0 | 0 | 0 | 0 | 0 | 0
Other abnormals with lifecycle | 0 | 0 | 0 | 0 | 0 | 0 | 0 | 0 | 0 | 0 | 0 | 0 | 0 | 0 | 0 | 0 | 0 | 0 | 0 | 0 | 0 | 0 | 0 | 0 | 0 | 0
Other abnormals sub-totals | 0 | 0 | 0 | 0 | 0 | 0 | 0 | 0 | 0 | 0 | 0 | 0 | 0 | 0 | 0 | 0 | 0 | 0 | 0 | 0 | 0 | 0 | 0 | 0 | 0 | 0
ABNORMALS WITH LIFECYCLE TOTALS
Total including overheads and profit, prelims and contingency (as above) |  | 0 |  | 0 |  | 0 |  | 0 |  | 0 |  | 0 |  | 0 |  | 0 |  | 0 |  | 0 |  | 0 |  | 0 |  | 0
PfS fee allocation for abnormals |  | 0 |  | 0 |  | 0 |  | 0 |  | 0 |  | 0 |  | 0 |  | 0 |  | 0 |  | 0 |  | 0 |  | 0 |  | 0

## School 1
PRE-OBC EXTERNAL WORKS AND ABNORMALS PROFORMA | [6 empty] | Date LA / TA completed proforma |  |  | 0 |  | Author | 0
SCHOOL CHARACTERISTICS | [6 empty] | PROJECT CONTEXT
BSF Project Title: | A N Authority - as on Totals sheet | [5 empty] | Proposed project location | [5 empty] | Nature of ground
[7 empty] | Total area of site(s) |  |  |  |  | (m2) | Site levels | Level
School Name | school 1 | [5 empty] | Total net area of site(s) |  |  |  |  | (m2) | Water table | no effect
School Number | [6 empty] | Proposed school GIFA |  |  |  |  | (m2) | Other features
Specialism(s) | [6 empty] | Proposed net building area |  |  |  |  | (m2)
Type of school | community |  |  | Gender |  |  | Number of sites with buildings |  |  |  | 1
Age Range of school | 11-16 | [5 empty] | Area of off-site playing fields, if available |  |  |  |  | (m2)
SCHOOL CHARACTERISTICS | [5 empty] | PROPOSED GIFA (m2) |  |  |  |  | BUILDING TYPE TO BE REFURBISHED
[7 empty] | Base | Supplementary |  |  |  |  | GIFA | % GIFA
Pupil places | Current |  | Proposed |  |  |  | (m2 GIFA) | (m2 GIFA) | Total (m2 GIFA) |  | A. Victorian
KS1 and KS2 (5-11) |  |  |  |  | Mainstream | New build/extension |  |  | 0 |  | B. Interwar
KS3 (11-14) | [5 empty] | Major remodelling |  |  | 0 |  | C. Post-war
KS4 (14-16) | [5 empty] | Minor refurbishment |  |  | 0 |  | D. 1960's - 70's
Post 16 | [5 empty] | Unaffected |  |  | 0 |  | E. >1980
PRU |  |  |  |  | PRU | New build/extension |  |  | 0
SEN PLASC A, B, C* | [5 empty] | Major remodelling |  |  | 0 |  | NEW BUILDINGS CONFIGURATION
SEN PLASC D | [5 empty] | Minor refurbishment |  |  | 0
Total | 0 |  | 0 |  |  | Unaffected |  |  | 0 |  |  |  | GIFA | % GIFA | Average ht, m
[5 empty] | SEN A, B, C | New build/extension |  |  | 0 |  | Below ground
*type of SEN | [5 empty] | Major remodelling |  |  | 0 |  | Single storey
[6 empty] | Minor refurbishment |  |  | 0 |  | 2 storey
BB98 GIFA comparator | 0 | middle | 0 |  |  | Unaffected |  |  | 0 |  | 3 storey
BB77 GIFA comparator | 0 | hydro | 0 |  |  | Total | 0 | 0 | 0 |  |  | storey
OTHER INFORMATION
Total current NOR |  |  |  |  | to be demolished, m2 |  |  |  | 0 |  |  | type of site
Existing School GIFA |  |  |  | (m2) | [8 empty] | LA % | PfS %
Date of Estimate (quarter) |  |  | 3Q06 |  | Construction start (LA) |  | 2Q06 |  |  |  |  | Main contractor Overheads & Profit | 3% | 3%
Construction duration (months) |  |  | 18 |  | Construction end (LA) |  | 4Q07 |  |  |  |  | Prelims | 13% | 13%
Number of phases, exc. demolitions |  |  |  |  | Funding start date (PfS) |  | 2Q06 |  |  |  | (inflation covered in FAM) | Contingency | 5% | 5%
EXTERNAL WORKS ITEMS (except demolitions) |  | UNIT | QUANTITY | UNIT RATE (£) | ESTIMATE BY LA (£) | DESCRIPTION |  | PfS QUANTITY | PfS RATE (£) | PfS ALLO-CATION (£) |  | COST TO LA (£) | PfS COMMENT
Site clearance, excavation and earthworks [related to building work] | [11 empty] | 0
Access roads and separate vehicle/pedestrian entrance |  | m2 |  |  | 0 |  |  |  |  | 0 |  | 0
Car Parking and circulation routes |  | m2 |  |  | 0 |  |  |  |  | 0 |  | 0
Pavements and pedestrain walkways |  | m2 |  |  | 0 |  |  |  |  | 0 |  | 0
Hard surfaced areas including Multi-use Games Area (MUGA) |  | m2 |  |  | 0 |  |  |  |  | 0 |  | 0
soft landscaping and habitat areas |  | m2 |  |  | 0 |  |  |  |  | 0 |  | 0
sports pitches including equipment |  | m2 |  |  | 0 |  |  |  |  | 0 |  | 0
Incoming services and statutory connections (incl. new sub-stations) | [11 empty] | 0
land drainage | [11 empty] | 0
site lighting | [11 empty] | 0
Fencing (2.4m or similar) |  | m |  |  | 0 |  |  |  |  | 0 |  | 0
Other external works, including outdoor furniture and signage | [11 empty] | 0
EXTERNAL WORKS TOTALS |  |  |  |  | 0 |  |  |  |  | 0 |  | 0
Total including overheads and profit, prelims and contingency (as above) | [9 empty] | 0 |  | 0
PfS fee allocation for external works |  |  |  | (12.5% for <60% new build, 15% for <60% refurbishment) |  |  |  |  | 15% | 0
ENABLING ITEMS (including fees) |  | UNIT | QUANTITY | UNIT RATE (£) | ESTIMATE BY LA (£) | DESCRIPTION/ JUSTIFICATION |  | PfS QUANTITY | PfS RATE (£) | PfS ALLO-CATION (£) |  | COST TO LA (£) | PfS COMMENT
DEMOLITIONS AND SITE CLEARANCE
demolition of existing buildings including grubbing up and removal from site |  | m2 | 0 |  | 0 |  |  | 0 | 40 | 0 |  | 0
protection and making good adjacent to demolition |  | m2 |  |  | 0 |  |  |  | 0 | 0 |  | 0
break up roads and paving |  | m2 |  |  | 0 |  |  |  | 5 | 0 |  | 0
site clearance, contamination or gas in ground |  | m2 |  |  | 0 |  |  |  |  | 0 |  | 0
Demolitions sub-totals |  |  |  |  | 0 |  |  |  |  | 0 |  | 0
Asbestos removal
Asbestos survey level 3 (while buildings are unoccupied) | [9 empty] | 0 |  | 0
Asbestos removal (estimate based on level 2 survey) |  | m2 |  |  | 0 |  |  | 0 | 10 | 0 |  | 0
Asbestos removal sub-total |  |  |  |  | 0 |  |  |  |  | 0 |  | 0
Survey fees
Archaeological investigations (beyond desktop) | [11 empty] | 0
Other abnormal fees | [11 empty] | 0
Abnormal fees sub-totals |  |  |  |  | 0 |  |  |  |  | 0 |  | 0
TEMPORARY WORKS
Temporary Accommodation enabling works and decanting | [11 empty] | 0
Temporary Accom foundations and service connections |  | m2 footprint |  |  | 0 |  |  |  |  | 0 |  | 0
Temporary Classroom Accommodation hire costs |  | room |  |  | 0 |  |  |  | 0 | 0 |  | 0
Temporary Practical Accommodation hire costs |  | room |  |  | 0 |  |  |  | 0 | 0 |  | 0
Temporary Halls and kitchens Accommodation hire costs |  | space |  |  | 0 |  |  |  | 0 | 0 |  | 0
Protection of existing school during construction | [11 empty] | 0
other temporary works | [11 empty] | 0
Temporary Works sub-totals |  |  |  |  | 0 |  |  |  |  | 0 |  | 0
ABNORMALS WITHOUT LIFECYCLE TOTALS |  |  |  |  | 0 |  |  |  |  | 0 |  | 0
Total including overheads and profit, prelims and contingency (as above) | [9 empty] | 0 |  | 0
(PfS assume fees to be within price for enabling items)
ABNORMAL ITEMS (except asbestos removal and fees) |  | UNIT | QUANTITY | UNIT RATE (£) | ESTIMATE BY LA (£) | DESCRIPTION/ JUSTIFICATION |  | PfS QUANTITY | PfS RATE (£) | PfS ALLO-CATION (£) |  | COST TO LA (£) | PfS COMMENT
INFRASTRUCTURE COSTS: for additional infrastructure that is not included in External Works (but not generaly funded by DfES or PfS)
Diversion of mains utilities not servicing the site | [11 empty] | 0
new/ improved access roads, cycle routes, pick-up/ drop-off, crossings | [11 empty] | 0
bridge or tunnel to facilitate safe movement of students | [11 empty] | 0
Other infrastructure costs | [11 empty] | 0
Infrastructure costs sub-totals |  |  |  |  | 0 |  |  |  |  | 0 |  | 0
SITE RESTRICTIONS: Where the site is constrained in that new buildings or refurbishment proposals will incur additional cost
phasing and out of hours working | [11 empty] | 0
All weather pitch on restricted site |  | m2 |  |  | 0 |  |  |  |  | 0 |  | 0 | generally only covered by BSF funding if for increased pupil places on existing site
extra over for 4 storey or above due to constrained site |  | m2 |  |  | 0 |  |  |  |  | 0 |  | 0
Other site restrictions | [11 empty] | 0
Site restrictions sub-totals |  |  |  |  | 0 |  |  |  |  | 0 |  | 0
SITE CONDITIONS: Where site conditions impose more expensive solutions
Bearing capacity requires piling, so foundations beyond standard |  | m2 footprint |  |  | 0 |  |  |  |  | 0 |  | 0 | generally covered by BSF funding if 1 or 2 storey buildings required
very poor ground conditions, eg mineshafts, water table | [11 empty] | 0
unusual site level variations need retaining walls and/or ramps | [11 empty] | 0
extreme noise pollution | [11 empty] | 0
Other site conditions | [11 empty] | 0
Site conditions sub-totals |  |  |  |  | 0 |  |  |  |  | 0 |  | 0
OTHER ABNORMALS: including other costs which may accrue due to unusual circumstances relating to the project
Planning Requirements & Planning Constraints / Conservation Areas | [11 empty] | 0
Work to listed elements of listed building | [11 empty] | 0
Boundary ballstop/ security fencing above 2.4m |  | m run |  |  | 0 |  |  |  |  | 0 |  | 0
extra security matters. e.g. extra security of contractors' area | [11 empty] | 0
Environmental matters | [11 empty] | 0
Party Wall matters | [11 empty] | 0
Other abnormals with lifecycle | [11 empty] | 0
Other abnormals sub-totals |  |  |  |  | 0 |  |  |  |  | 0 |  | 0
ABNORMALS WITH LIFECYCLE TOTALS |  |  |  |  | 0 |  |  |  |  | 0 |  | 0 | new site abnormals |  | 0
Total including overheads and profit, prelims and contingency (as above) | [9 empty] | 0 |  | 0 | to allow development |  | 0
PfS fee allocation for abnormals |  |  |  | (12.5% for <60% new build, 15% for <60% refurbishment) |  |  |  |  | 15% | 0

## School 2
PRE-OBC EXTERNAL WORKS AND ABNORMALS PROFORMA | [6 empty] | Date LA / TA completed proforma |  |  | 0 |  | Author | 0
SCHOOL CHARACTERISTICS | [6 empty] | PROJECT CONTEXT
BSF Project Title: | A N Authority - as on Totals sheet | [5 empty] | Proposed project location | [5 empty] | Nature of ground
[7 empty] | Total area of site(s) |  |  |  |  | (m2) | Site levels | Level
School Name | school 2 | [5 empty] | Total net area of site(s) |  |  |  |  | (m2) | Water table | no effect
School Number | [6 empty] | Proposed school GIFA |  |  |  |  | (m2) | Other features
Specialism(s) | [6 empty] | Proposed net building area |  |  |  |  | (m2)
Type of school | community |  |  | Gender |  |  | Number of sites with buildings |  |  |  | 1
Age Range of school | 11-16 | [5 empty] | Area of off-site playing fields, if available |  |  |  |  | (m2)
SCHOOL CHARACTERISTICS | [5 empty] | PROPOSED GIFA (m2) |  |  |  |  | BUILDING TYPE TO BE REFURBISHED
[7 empty] | Base | Supplementary |  |  |  |  | GIFA | % GIFA
Pupil places | Current |  | Proposed |  |  |  | (m2 GIFA) | (m2 GIFA) | Total (m2 GIFA) |  | A. Victorian
KS1 and KS2 (5-11) |  |  |  |  | Mainstream | New build/extension |  |  | 0 |  | B. Interwar
KS3 (11-14) | [5 empty] | Major remodelling |  |  | 0 |  | C. Post-war
KS4 (14-16) | [5 empty] | Minor refurbishment |  |  | 0 |  | D. 1960's - 70's
Post 16 | [5 empty] | Unaffected |  |  | 0 |  | E. >1980
PRU |  |  |  |  | PRU | New build/extension |  |  | 0
SEN PLASC A, B, C* | [5 empty] | Major remodelling |  |  | 0 |  | NEW BUILDINGS CONFIGURATION
SEN PLASC D | [5 empty] | Minor refurbishment |  |  | 0
Total | 0 |  | 0 |  |  | Unaffected |  |  | 0 |  |  |  | GIFA | % GIFA | Average ht, m
[5 empty] | SEN A, B, C | New build/extension |  |  | 0 |  | Below ground
*type of SEN | [5 empty] | Major remodelling |  |  | 0 |  | Single storey
[6 empty] | Minor refurbishment |  |  | 0 |  | 2 storey
BB98 GIFA comparator | 0 | middle | 0 |  |  | Unaffected |  |  | 0 |  | 3 storey
BB77 GIFA comparator | 0 | hydro | 0 |  |  | Total | 0 | 0 | 0 |  |  | storey
OTHER INFORMATION
Total current NOR |  |  |  |  | to be demolished, m2 |  |  |  | 0 |  |  | type of site
Existing School GIFA |  |  |  | (m2) | [8 empty] | LA % | PfS %
Date of Estimate (quarter) |  |  | 3Q06 |  | Construction start (LA) |  | 2Q06 |  |  |  |  | Main contractor Overheads & Profit | 3% | 3%
Construction duration (months) |  |  | 18 |  | Construction end (LA) |  | 4Q07 |  |  |  |  | Prelims | 13% | 13%
Number of phases, exc. demolitions |  |  |  |  | Funding start date (PfS) |  | 2Q06 |  |  |  | (inflation covered in FAM) | Contingency | 5% | 5%
EXTERNAL WORKS ITEMS (except demolitions) |  | UNIT | QUANTITY | UNIT RATE (£) | ESTIMATE BY LA (£) | DESCRIPTION |  | PfS QUANTITY | PfS RATE (£) | PfS ALLO-CATION (£) |  | COST TO LA (£) | PfS COMMENT
Site clearance, excavation and earthworks [related to building work] | [11 empty] | 0
Access roads and separate vehicle/pedestrian entrance |  | m2 |  |  | 0 |  |  |  |  | 0 |  | 0
Car Parking and circulation routes |  | m2 |  |  | 0 |  |  |  |  | 0 |  | 0
Pavements and pedestrain walkways |  | m2 |  |  | 0 |  |  |  |  | 0 |  | 0
Hard surfaced areas including Multi-use Games Area (MUGA) |  | m2 |  |  | 0 |  |  |  |  | 0 |  | 0
soft landscaping and habitat areas |  | m2 |  |  | 0 |  |  |  |  | 0 |  | 0
sports pitches including equipment |  | m2 |  |  | 0 |  |  |  |  | 0 |  | 0
Incoming services and statutory connections (incl. new sub-stations) | [11 empty] | 0
land drainage | [11 empty] | 0
site lighting | [11 empty] | 0
Fencing (2.4m or similar) |  | m |  |  | 0 |  |  |  |  | 0 |  | 0
Other external works, including outdoor furniture and signage | [11 empty] | 0
EXTERNAL WORKS TOTALS |  |  |  |  | 0 |  |  |  |  | 0 |  | 0
Total including overheads and profit, prelims and contingency (as above) | [9 empty] | 0 |  | 0
PfS fee allocation for external works |  |  |  | (12.5% for <60% new build, 15% for <60% refurbishment) |  |  |  |  | 15% | 0
ENABLING ITEMS (including fees) |  | UNIT | QUANTITY | UNIT RATE (£) | ESTIMATE BY LA (£) | DESCRIPTION/ JUSTIFICATION |  | PfS QUANTITY | PfS RATE (£) | PfS ALLO-CATION (£) |  | COST TO LA (£) | PfS COMMENT
DEMOLITIONS AND SITE CLEARANCE
demolition of existing buildings including grubbing up and removal from site |  | m2 | 0 |  | 0 |  |  | 0 | 40 | 0 |  | 0
protection and making good adjacent to demolition |  | m2 |  |  | 0 |  |  |  | 0 | 0 |  | 0
break up roads and paving |  | m2 |  |  | 0 |  |  |  | 5 | 0 |  | 0
site clearance, contamination or gas in ground |  | m2 |  |  | 0 |  |  |  |  | 0 |  | 0
Demolitions sub-totals |  |  |  |  | 0 |  |  |  |  | 0 |  | 0
Asbestos removal
Asbestos survey level 3 (while buildings are unoccupied) | [9 empty] | 0 |  | 0
Asbestos removal (estimate based on level 2 survey) |  | m2 |  |  | 0 |  |  | 0 | 10 | 0 |  | 0
Asbestos removal sub-total |  |  |  |  | 0 |  |  |  |  | 0 |  | 0
Survey fees
Archaeological investigations (beyond desktop) | [11 empty] | 0
Other abnormal fees | [11 empty] | 0
Abnormal fees sub-totals |  |  |  |  | 0 |  |  |  |  | 0 |  | 0
TEMPORARY WORKS
Temporary Accommodation enabling works and decanting | [11 empty] | 0
Temporary Accom foundations and service connections |  | m2 footprint |  |  | 0 |  |  |  |  | 0 |  | 0
Temporary Classroom Accommodation hire costs |  | room |  |  | 0 |  |  |  | 0 | 0 |  | 0
Temporary Practical Accommodation hire costs |  | room |  |  | 0 |  |  |  | 0 | 0 |  | 0
Temporary Halls and kitchens Accommodation hire costs |  | space |  |  | 0 |  |  |  | 0 | 0 |  | 0
Protection of existing school during construction | [11 empty] | 0
other temporary works | [11 empty] | 0
Temporary Works sub-totals |  |  |  |  | 0 |  |  |  |  | 0 |  | 0
ABNORMALS WITHOUT LIFECYCLE TOTALS |  |  |  |  | 0 |  |  |  |  | 0 |  | 0
Total including overheads and profit, prelims and contingency (as above) | [9 empty] | 0 |  | 0
(PfS assume fees to be within price for enabling items)
ABNORMAL ITEMS (except asbestos removal and fees) |  | UNIT | QUANTITY | UNIT RATE (£) | ESTIMATE BY LA (£) | DESCRIPTION/ JUSTIFICATION |  | PfS QUANTITY | PfS RATE (£) | PfS ALLO-CATION (£) |  | COST TO LA (£) | PfS COMMENT
INFRASTRUCTURE COSTS: for additional infrastructure that is not included in External Works (but not generaly funded by DfES or PfS)
Diversion of mains utilities not servicing the site | [11 empty] | 0
new/ improved access roads, cycle routes, pick-up/ drop-off, crossings | [11 empty] | 0
bridge or tunnel to facilitate safe movement of students | [11 empty] | 0
Other infrastructure costs | [11 empty] | 0
Infrastructure costs sub-totals |  |  |  |  | 0 |  |  |  |  | 0 |  | 0
SITE RESTRICTIONS: Where the site is constrained in that new buildings or refurbishment proposals will incur additional cost
phasing and out of hours working | [11 empty] | 0
All weather pitch on restricted site |  | m2 |  |  | 0 |  |  |  |  | 0 |  | 0 | generally only covered by BSF funding if for increased pupil places on existing site
extra over for 4 storey or above due to constrained site |  | m2 |  |  | 0 |  |  |  |  | 0 |  | 0
Other site restrictions | [11 empty] | 0
Site restrictions sub-totals |  |  |  |  | 0 |  |  |  |  | 0 |  | 0
SITE CONDITIONS: Where site conditions impose more expensive solutions
Bearing capacity requires piling, so foundations beyond standard |  | m2 footprint |  |  | 0 |  |  |  |  | 0 |  | 0 | generally covered by BSF funding if 1 or 2 storey buildings required
very poor ground conditions, eg mineshafts, water table | [11 empty] | 0
unusual site level variations need retaining walls and/or ramps | [11 empty] | 0
extreme noise pollution | [11 empty] | 0
Other site conditions | [11 empty] | 0
Site conditions sub-totals |  |  |  |  | 0 |  |  |  |  | 0 |  | 0
OTHER ABNORMALS: including other costs which may accrue due to unusual circumstances relating to the project
Planning Requirements & Planning Constraints / Conservation Areas | [11 empty] | 0
Work to listed elements of listed building | [11 empty] | 0
Boundary ballstop/ security fencing above 2.4m |  | m run |  |  | 0 |  |  |  |  | 0 |  | 0
extra security matters. e.g. extra security of contractors' area | [11 empty] | 0
Environmental matters | [11 empty] | 0
Party Wall matters | [11 empty] | 0
Other abnormals with lifecycle | [11 empty] | 0
Other abnormals sub-totals |  |  |  |  | 0 |  |  |  |  | 0 |  | 0
ABNORMALS WITH LIFECYCLE TOTALS |  |  |  |  | 0 |  |  |  |  | 0 |  | 0 | new site abnormals |  | 0
Total including overheads and profit, prelims and contingency (as above) | [9 empty] | 0 |  | 0 | to allow development |  | 0
PfS fee allocation for abnormals |  |  |  | (12.5% for <60% new build, 15% for <60% refurbishment) |  |  |  |  | 15% | 0

## School 3
PRE-OBC EXTERNAL WORKS AND ABNORMALS PROFORMA | [6 empty] | Date LA / TA completed proforma |  |  | 0 |  | Author | 0
SCHOOL CHARACTERISTICS | [6 empty] | PROJECT CONTEXT
BSF Project Title: | A N Authority - as on Totals sheet | [5 empty] | Proposed project location | [5 empty] | Nature of ground
[7 empty] | Total area of site(s) |  |  |  |  | (m2) | Site levels | Level
School Name | school 3 | [5 empty] | Total net area of site(s) |  |  |  |  | (m2) | Water table | no effect
School Number | [6 empty] | Proposed school GIFA |  |  |  |  | (m2) | Other features
Specialism(s) | [6 empty] | Proposed net building area |  |  |  |  | (m2)
Type of school | community |  |  | Gender |  |  | Number of sites with buildings |  |  |  | 1
Age Range of school | 11-16 | [5 empty] | Area of off-site playing fields, if available |  |  |  |  | (m2)
SCHOOL CHARACTERISTICS | [5 empty] | PROPOSED GIFA (m2) |  |  |  |  | BUILDING TYPE TO BE REFURBISHED
[7 empty] | Base | Supplementary |  |  |  |  | GIFA | % GIFA
Pupil places | Current |  | Proposed |  |  |  | (m2 GIFA) | (m2 GIFA) | Total (m2 GIFA) |  | A. Victorian
KS1 and KS2 (5-11) |  |  |  |  | Mainstream | New build/extension |  |  | 0 |  | B. Interwar
KS3 (11-14) | [5 empty] | Major remodelling |  |  | 0 |  | C. Post-war
KS4 (14-16) | [5 empty] | Minor refurbishment |  |  | 0 |  | D. 1960's - 70's
Post 16 | [5 empty] | Unaffected |  |  | 0 |  | E. >1980
PRU |  |  |  |  | PRU | New build/extension |  |  | 0
SEN PLASC A, B, C* | [5 empty] | Major remodelling |  |  | 0 |  | NEW BUILDINGS CONFIGURATION
SEN PLASC D | [5 empty] | Minor refurbishment |  |  | 0
Total | 0 |  | 0 |  |  | Unaffected |  |  | 0 |  |  |  | GIFA | % GIFA | Average ht, m
[5 empty] | SEN A, B, C | New build/extension |  |  | 0 |  | Below ground
*type of SEN | [5 empty] | Major remodelling |  |  | 0 |  | Single storey
[6 empty] | Minor refurbishment |  |  | 0 |  | 2 storey
BB98 GIFA comparator | 0 | middle | 0 |  |  | Unaffected |  |  | 0 |  | 3 storey
BB77 GIFA comparator | 0 | hydro | 0 |  |  | Total | 0 | 0 | 0 |  |  | storey
OTHER INFORMATION
Total current NOR |  |  |  |  | to be demolished, m2 |  |  |  | 0 |  |  | type of site
Existing School GIFA |  |  |  | (m2) | [8 empty] | LA % | PfS %
Date of Estimate (quarter) |  |  | 3Q06 |  | Construction start (LA) |  | 2Q06 |  |  |  |  | Main contractor Overheads & Profit | 3% | 3%
Construction duration (months) |  |  | 18 |  | Construction end (LA) |  | 4Q07 |  |  |  |  | Prelims | 13% | 13%
Number of phases, exc. demolitions |  |  |  |  | Funding start date (PfS) |  | 2Q06 |  |  |  | (inflation covered in FAM) | Contingency | 5% | 5%
EXTERNAL WORKS ITEMS (except demolitions) |  | UNIT | QUANTITY | UNIT RATE (£) | ESTIMATE BY LA (£) | DESCRIPTION |  | PfS QUANTITY | PfS RATE (£) | PfS ALLO-CATION (£) |  | COST TO LA (£) | PfS COMMENT
Site clearance, excavation and earthworks [related to building work] | [11 empty] | 0
Access roads and separate vehicle/pedestrian entrance |  | m2 |  |  | 0 |  |  |  |  | 0 |  | 0
Car Parking and circulation routes |  | m2 |  |  | 0 |  |  |  |  | 0 |  | 0
Pavements and pedestrain walkways |  | m2 |  |  | 0 |  |  |  |  | 0 |  | 0
Hard surfaced areas including Multi-use Games Area (MUGA) |  | m2 |  |  | 0 |  |  |  |  | 0 |  | 0
soft landscaping and habitat areas |  | m2 |  |  | 0 |  |  |  |  | 0 |  | 0
sports pitches including equipment |  | m2 |  |  | 0 |  |  |  |  | 0 |  | 0
Incoming services and statutory connections (incl. new sub-stations) | [11 empty] | 0
land drainage | [11 empty] | 0
site lighting | [11 empty] | 0
Fencing (2.4m or similar) |  | m |  |  | 0 |  |  |  |  | 0 |  | 0
Other external works, including outdoor furniture and signage | [11 empty] | 0
EXTERNAL WORKS TOTALS |  |  |  |  | 0 |  |  |  |  | 0 |  | 0
Total including overheads and profit, prelims and contingency (as above) | [9 empty] | 0 |  | 0
PfS fee allocation for external works |  |  |  | (12.5% for <60% new build, 15% for <60% refurbishment) |  |  |  |  | 15% | 0
ENABLING ITEMS (including fees) |  | UNIT | QUANTITY | UNIT RATE (£) | ESTIMATE BY LA (£) | DESCRIPTION/ JUSTIFICATION |  | PfS QUANTITY | PfS RATE (£) | PfS ALLO-CATION (£) |  | COST TO LA (£) | PfS COMMENT
DEMOLITIONS AND SITE CLEARANCE
demolition of existing buildings including grubbing up and removal from site |  | m2 | 0 |  | 0 |  |  | 0 | 40 | 0 |  | 0
protection and making good adjacent to demolition |  | m2 |  |  | 0 |  |  |  | 0 | 0 |  | 0
break up roads and paving |  | m2 |  |  | 0 |  |  |  | 5 | 0 |  | 0
site clearance, contamination or gas in ground |  | m2 |  |  | 0 |  |  |  |  | 0 |  | 0
Demolitions sub-totals |  |  |  |  | 0 |  |  |  |  | 0 |  | 0
Asbestos removal
Asbestos survey level 3 (while buildings are unoccupied) | [9 empty] | 0 |  | 0
Asbestos removal (estimate based on level 2 survey) |  | m2 |  |  | 0 |  |  | 0 | 10 | 0 |  | 0
Asbestos removal sub-total |  |  |  |  | 0 |  |  |  |  | 0 |  | 0
Survey fees
Archaeological investigations (beyond desktop) | [11 empty] | 0
Other abnormal fees | [11 empty] | 0
Abnormal fees sub-totals |  |  |  |  | 0 |  |  |  |  | 0 |  | 0
TEMPORARY WORKS
Temporary Accommodation enabling works and decanting | [11 empty] | 0
Temporary Accom foundations and service connections |  | m2 footprint |  |  | 0 |  |  |  |  | 0 |  | 0
Temporary Classroom Accommodation hire costs |  | room |  |  | 0 |  |  |  | 0 | 0 |  | 0
Temporary Practical Accommodation hire costs |  | room |  |  | 0 |  |  |  | 0 | 0 |  | 0
Temporary Halls and kitchens Accommodation hire costs |  | space |  |  | 0 |  |  |  | 0 | 0 |  | 0
Protection of existing school during construction | [11 empty] | 0
other temporary works | [11 empty] | 0
Temporary Works sub-totals |  |  |  |  | 0 |  |  |  |  | 0 |  | 0
ABNORMALS WITHOUT LIFECYCLE TOTALS |  |  |  |  | 0 |  |  |  |  | 0 |  | 0
Total including overheads and profit, prelims and contingency (as above) | [9 empty] | 0 |  | 0
(PfS assume fees to be within price for enabling items)
ABNORMAL ITEMS (except asbestos removal and fees) |  | UNIT | QUANTITY | UNIT RATE (£) | ESTIMATE BY LA (£) | DESCRIPTION/ JUSTIFICATION |  | PfS QUANTITY | PfS RATE (£) | PfS ALLO-CATION (£) |  | COST TO LA (£) | PfS COMMENT
INFRASTRUCTURE COSTS: for additional infrastructure that is not included in External Works (but not generaly funded by DfES or PfS)
Diversion of mains utilities not servicing the site | [11 empty] | 0
new/ improved access roads, cycle routes, pick-up/ drop-off, crossings | [11 empty] | 0
bridge or tunnel to facilitate safe movement of students | [11 empty] | 0
Other infrastructure costs | [11 empty] | 0
Infrastructure costs sub-totals |  |  |  |  | 0 |  |  |  |  | 0 |  | 0
SITE RESTRICTIONS: Where the site is constrained in that new buildings or refurbishment proposals will incur additional cost
phasing and out of hours working | [11 empty] | 0
All weather pitch on restricted site |  | m2 |  |  | 0 |  |  |  |  | 0 |  | 0 | generally only covered by BSF funding if for increased pupil places on existing site
extra over for 4 storey or above due to constrained site |  | m2 |  |  | 0 |  |  |  |  | 0 |  | 0
Other site restrictions | [11 empty] | 0
Site restrictions sub-totals |  |  |  |  | 0 |  |  |  |  | 0 |  | 0
SITE CONDITIONS: Where site conditions impose more expensive solutions
Bearing capacity requires piling, so foundations beyond standard |  | m2 footprint |  |  | 0 |  |  |  |  | 0 |  | 0 | generally covered by BSF funding if 1 or 2 storey buildings required
very poor ground conditions, eg mineshafts, water table | [11 empty] | 0
unusual site level variations need retaining walls and/or ramps | [11 empty] | 0
extreme noise pollution | [11 empty] | 0
Other site conditions | [11 empty] | 0
Site conditions sub-totals |  |  |  |  | 0 |  |  |  |  | 0 |  | 0
OTHER ABNORMALS: including other costs which may accrue due to unusual circumstances relating to the project
Planning Requirements & Planning Constraints / Conservation Areas | [11 empty] | 0
Work to listed elements of listed building | [11 empty] | 0
Boundary ballstop/ security fencing above 2.4m |  | m run |  |  | 0 |  |  |  |  | 0 |  | 0
extra security matters. e.g. extra security of contractors' area | [11 empty] | 0
Environmental matters | [11 empty] | 0
Party Wall matters | [11 empty] | 0
Other abnormals with lifecycle | [11 empty] | 0
Other abnormals sub-totals |  |  |  |  | 0 |  |  |  |  | 0 |  | 0
ABNORMALS WITH LIFECYCLE TOTALS |  |  |  |  | 0 |  |  |  |  | 0 |  | 0 | new site abnormals |  | 0
Total including overheads and profit, prelims and contingency (as above) | [9 empty] | 0 |  | 0 | to allow development |  | 0
PfS fee allocation for abnormals |  |  |  | (12.5% for <60% new build, 15% for <60% refurbishment) |  |  |  |  | 15% | 0

## School 4
PRE-OBC EXTERNAL WORKS AND ABNORMALS PROFORMA | [6 empty] | Date LA / TA completed proforma |  |  | 0 |  | Author | 0
SCHOOL CHARACTERISTICS | [6 empty] | PROJECT CONTEXT
BSF Project Title: | A N Authority - as on Totals sheet | [5 empty] | Proposed project location | [5 empty] | Nature of ground
[7 empty] | Total area of site(s) |  |  |  |  | (m2) | Site levels | Level
School Name | school 4 | [5 empty] | Total net area of site(s) |  |  |  |  | (m2) | Water table | no effect
School Number | [6 empty] | Proposed school GIFA |  |  |  |  | (m2) | Other features
Specialism(s) | [6 empty] | Proposed net building area |  |  |  |  | (m2)
Type of school | community |  |  | Gender |  |  | Number of sites with buildings |  |  |  | 1
Age Range of school | 11-16 | [5 empty] | Area of off-site playing fields, if available |  |  |  |  | (m2)
SCHOOL CHARACTERISTICS | [5 empty] | PROPOSED GIFA (m2) |  |  |  |  | BUILDING TYPE TO BE REFURBISHED
[7 empty] | Base | Supplementary |  |  |  |  | GIFA | % GIFA
Pupil places | Current |  | Proposed |  |  |  | (m2 GIFA) | (m2 GIFA) | Total (m2 GIFA) |  | A. Victorian
KS1 and KS2 (5-11) |  |  |  |  | Mainstream | New build/extension |  |  | 0 |  | B. Interwar
KS3 (11-14) | [5 empty] | Major remodelling |  |  | 0 |  | C. Post-war
KS4 (14-16) | [5 empty] | Minor refurbishment |  |  | 0 |  | D. 1960's - 70's
Post 16 | [5 empty] | Unaffected |  |  | 0 |  | E. >1980
PRU |  |  |  |  | PRU | New build/extension |  |  | 0
SEN PLASC A, B, C* | [5 empty] | Major remodelling |  |  | 0 |  | NEW BUILDINGS CONFIGURATION
SEN PLASC D | [5 empty] | Minor refurbishment |  |  | 0
Total | 0 |  | 0 |  |  | Unaffected |  |  | 0 |  |  |  | GIFA | % GIFA | Average ht, m
[5 empty] | SEN A, B, C | New build/extension |  |  | 0 |  | Below ground
*type of SEN | [5 empty] | Major remodelling |  |  | 0 |  | Single storey
[6 empty] | Minor refurbishment |  |  | 0 |  | 2 storey
BB98 GIFA comparator | 0 | middle | 0 |  |  | Unaffected |  |  | 0 |  | 3 storey
BB77 GIFA comparator | 0 | hydro | 0 |  |  | Total | 0 | 0 | 0 |  |  | storey
OTHER INFORMATION
Total current NOR |  |  |  |  | to be demolished, m2 |  |  |  | 0 |  |  | type of site
Existing School GIFA |  |  |  | (m2) | [8 empty] | LA % | PfS %
Date of Estimate (quarter) |  |  | 3Q06 |  | Construction start (LA) |  | 2Q06 |  |  |  |  | Main contractor Overheads & Profit | 3% | 3%
Construction duration (months) |  |  | 18 |  | Construction end (LA) |  | 4Q07 |  |  |  |  | Prelims | 13% | 13%
Number of phases, exc. demolitions |  |  |  |  | Funding start date (PfS) |  | 2Q06 |  |  |  | (inflation covered in FAM) | Contingency | 5% | 5%
EXTERNAL WORKS ITEMS (except demolitions) |  | UNIT | QUANTITY | UNIT RATE (£) | ESTIMATE BY LA (£) | DESCRIPTION |  | PfS QUANTITY | PfS RATE (£) | PfS ALLO-CATION (£) |  | COST TO LA (£) | PfS COMMENT
Site clearance, excavation and earthworks [related to building work] | [11 empty] | 0
Access roads and separate vehicle/pedestrian entrance |  | m2 |  |  | 0 |  |  |  |  | 0 |  | 0
Car Parking and circulation routes |  | m2 |  |  | 0 |  |  |  |  | 0 |  | 0
Pavements and pedestrain walkways |  | m2 |  |  | 0 |  |  |  |  | 0 |  | 0
Hard surfaced areas including Multi-use Games Area (MUGA) |  | m2 |  |  | 0 |  |  |  |  | 0 |  | 0
soft landscaping and habitat areas |  | m2 |  |  | 0 |  |  |  |  | 0 |  | 0
sports pitches including equipment |  | m2 |  |  | 0 |  |  |  |  | 0 |  | 0
Incoming services and statutory connections (incl. new sub-stations) | [11 empty] | 0
land drainage | [11 empty] | 0
site lighting | [11 empty] | 0
Fencing (2.4m or similar) |  | m |  |  | 0 |  |  |  |  | 0 |  | 0
Other external works, including outdoor furniture and signage | [11 empty] | 0
EXTERNAL WORKS TOTALS |  |  |  |  | 0 |  |  |  |  | 0 |  | 0
Total including overheads and profit, prelims and contingency (as above) | [9 empty] | 0 |  | 0
PfS fee allocation for external works |  |  |  | (12.5% for <60% new build, 15% for <60% refurbishment) |  |  |  |  | 15% | 0
ENABLING ITEMS (including fees) |  | UNIT | QUANTITY | UNIT RATE (£) | ESTIMATE BY LA (£) | DESCRIPTION/ JUSTIFICATION |  | PfS QUANTITY | PfS RATE (£) | PfS ALLO-CATION (£) |  | COST TO LA (£) | PfS COMMENT
DEMOLITIONS AND SITE CLEARANCE
demolition of existing buildings including grubbing up and removal from site |  | m2 | 0 |  | 0 |  |  | 0 | 40 | 0 |  | 0
protection and making good adjacent to demolition |  | m2 |  |  | 0 |  |  |  | 0 | 0 |  | 0
break up roads and paving |  | m2 |  |  | 0 |  |  |  | 5 | 0 |  | 0
site clearance, contamination or gas in ground |  | m2 |  |  | 0 |  |  |  |  | 0 |  | 0
Demolitions sub-totals |  |  |  |  | 0 |  |  |  |  | 0 |  | 0
Asbestos removal
Asbestos survey level 3 (while buildings are unoccupied) | [9 empty] | 0 |  | 0
Asbestos removal (estimate based on level 2 survey) |  | m2 |  |  | 0 |  |  | 0 | 10 | 0 |  | 0
Asbestos removal sub-total |  |  |  |  | 0 |  |  |  |  | 0 |  | 0
Survey fees
Archaeological investigations (beyond desktop) | [11 empty] | 0
Other abnormal fees | [11 empty] | 0
Abnormal fees sub-totals |  |  |  |  | 0 |  |  |  |  | 0 |  | 0
TEMPORARY WORKS
Temporary Accommodation enabling works and decanting | [11 empty] | 0
Temporary Accom foundations and service connections |  | m2 footprint |  |  | 0 |  |  |  |  | 0 |  | 0
Temporary Classroom Accommodation hire costs |  | room |  |  | 0 |  |  |  | 0 | 0 |  | 0
Temporary Practical Accommodation hire costs |  | room |  |  | 0 |  |  |  | 0 | 0 |  | 0
Temporary Halls and kitchens Accommodation hire costs |  | space |  |  | 0 |  |  |  | 0 | 0 |  | 0
Protection of existing school during construction | [11 empty] | 0
other temporary works | [11 empty] | 0
Temporary Works sub-totals |  |  |  |  | 0 |  |  |  |  | 0 |  | 0
ABNORMALS WITHOUT LIFECYCLE TOTALS |  |  |  |  | 0 |  |  |  |  | 0 |  | 0
Total including overheads and profit, prelims and contingency (as above) | [9 empty] | 0 |  | 0
(PfS assume fees to be within price for enabling items)
ABNORMAL ITEMS (except asbestos removal and fees) |  | UNIT | QUANTITY | UNIT RATE (£) | ESTIMATE BY LA (£) | DESCRIPTION/ JUSTIFICATION |  | PfS QUANTITY | PfS RATE (£) | PfS ALLO-CATION (£) |  | COST TO LA (£) | PfS COMMENT
INFRASTRUCTURE COSTS: for additional infrastructure that is not included in External Works (but not generaly funded by DfES or PfS)
Diversion of mains utilities not servicing the site | [11 empty] | 0
new/ improved access roads, cycle routes, pick-up/ drop-off, crossings | [11 empty] | 0
bridge or tunnel to facilitate safe movement of students | [11 empty] | 0
Other infrastructure costs | [11 empty] | 0
Infrastructure costs sub-totals |  |  |  |  | 0 |  |  |  |  | 0 |  | 0
SITE RESTRICTIONS: Where the site is constrained in that new buildings or refurbishment proposals will incur additional cost
phasing and out of hours working | [11 empty] | 0
All weather pitch on restricted site |  | m2 |  |  | 0 |  |  |  |  | 0 |  | 0 | generally only covered by BSF funding if for increased pupil places on existing site
extra over for 4 storey or above due to constrained site |  | m2 |  |  | 0 |  |  |  |  | 0 |  | 0
Other site restrictions | [11 empty] | 0
Site restrictions sub-totals |  |  |  |  | 0 |  |  |  |  | 0 |  | 0
SITE CONDITIONS: Where site conditions impose more expensive solutions
Bearing capacity requires piling, so foundations beyond standard |  | m2 footprint |  |  | 0 |  |  |  |  | 0 |  | 0 | generally covered by BSF funding if 1 or 2 storey buildings required
very poor ground conditions, eg mineshafts, water table | [11 empty] | 0
unusual site level variations need retaining walls and/or ramps | [11 empty] | 0
extreme noise pollution | [11 empty] | 0
Other site conditions | [11 empty] | 0
Site conditions sub-totals |  |  |  |  | 0 |  |  |  |  | 0 |  | 0
OTHER ABNORMALS: including other costs which may accrue due to unusual circumstances relating to the project
Planning Requirements & Planning Constraints / Conservation Areas | [11 empty] | 0
Work to listed elements of listed building | [11 empty] | 0
Boundary ballstop/ security fencing above 2.4m |  | m run |  |  | 0 |  |  |  |  | 0 |  | 0
extra security matters. e.g. extra security of contractors' area | [11 empty] | 0
Environmental matters | [11 empty] | 0
Party Wall matters | [11 empty] | 0
Other abnormals with lifecycle | [11 empty] | 0
Other abnormals sub-totals |  |  |  |  | 0 |  |  |  |  | 0 |  | 0
ABNORMALS WITH LIFECYCLE TOTALS |  |  |  |  | 0 |  |  |  |  | 0 |  | 0 | new site abnormals |  | 0
Total including overheads and profit, prelims and contingency (as above) | [9 empty] | 0 |  | 0 | to allow development |  | 0
PfS fee allocation for abnormals |  |  |  | (12.5% for <60% new build, 15% for <60% refurbishment) |  |  |  |  | 15% | 0

## School 5
PRE-OBC EXTERNAL WORKS AND ABNORMALS PROFORMA | [6 empty] | Date LA / TA completed proforma |  |  | 0 |  | Author | 0
SCHOOL CHARACTERISTICS | [6 empty] | PROJECT CONTEXT
BSF Project Title: | A N Authority - as on Totals sheet | [5 empty] | Proposed project location | [5 empty] | Nature of ground
[7 empty] | Total area of site(s) |  |  |  |  | (m2) | Site levels | Level
School Name | school 5 | [5 empty] | Total net area of site(s) |  |  |  |  | (m2) | Water table | no effect
School Number | [6 empty] | Proposed school GIFA |  |  |  |  | (m2) | Other features
Specialism(s) | [6 empty] | Proposed net building area |  |  |  |  | (m2)
Type of school | community |  |  | Gender |  |  | Number of sites with buildings |  |  |  | 1
Age Range of school | 11-16 | [5 empty] | Area of off-site playing fields, if available |  |  |  |  | (m2)
SCHOOL CHARACTERISTICS | [5 empty] | PROPOSED GIFA (m2) |  |  |  |  | BUILDING TYPE TO BE REFURBISHED
[7 empty] | Base | Supplementary |  |  |  |  | GIFA | % GIFA
Pupil places | Current |  | Proposed |  |  |  | (m2 GIFA) | (m2 GIFA) | Total (m2 GIFA) |  | A. Victorian
KS1 and KS2 (5-11) |  |  |  |  | Mainstream | New build/extension |  |  | 0 |  | B. Interwar
KS3 (11-14) | [5 empty] | Major remodelling |  |  | 0 |  | C. Post-war
KS4 (14-16) | [5 empty] | Minor refurbishment |  |  | 0 |  | D. 1960's - 70's
Post 16 | [5 empty] | Unaffected |  |  | 0 |  | E. >1980
PRU |  |  |  |  | PRU | New build/extension |  |  | 0
SEN PLASC A, B, C* | [5 empty] | Major remodelling |  |  | 0 |  | NEW BUILDINGS CONFIGURATION
SEN PLASC D | [5 empty] | Minor refurbishment |  |  | 0
Total | 0 |  | 0 |  |  | Unaffected |  |  | 0 |  |  |  | GIFA | % GIFA | Average ht, m
[5 empty] | SEN A, B, C | New build/extension |  |  | 0 |  | Below ground
*type of SEN | [5 empty] | Major remodelling |  |  | 0 |  | Single storey
[6 empty] | Minor refurbishment |  |  | 0 |  | 2 storey
BB98 GIFA comparator | 0 | middle | 0 |  |  | Unaffected |  |  | 0 |  | 3 storey
BB77 GIFA comparator | 0 | hydro | 0 |  |  | Total | 0 | 0 | 0 |  |  | storey
OTHER INFORMATION
Total current NOR |  |  |  |  | to be demolished, m2 |  |  |  | 0 |  |  | type of site
Existing School GIFA |  |  |  | (m2) | [8 empty] | LA % | PfS %
Date of Estimate (quarter) |  |  | 3Q06 |  | Construction start (LA) |  | 2Q06 |  |  |  |  | Main contractor Overheads & Profit | 3% | 3%
Construction duration (months) |  |  | 18 |  | Construction end (LA) |  | 4Q07 |  |  |  |  | Prelims | 13% | 13%
Number of phases, exc. demolitions |  |  |  |  | Funding start date (PfS) |  | 2Q06 |  |  |  | (inflation covered in FAM) | Contingency | 5% | 5%
EXTERNAL WORKS ITEMS (except demolitions) |  | UNIT | QUANTITY | UNIT RATE (£) | ESTIMATE BY LA (£) | DESCRIPTION |  | PfS QUANTITY | PfS RATE (£) | PfS ALLO-CATION (£) |  | COST TO LA (£) | PfS COMMENT
Site clearance, excavation and earthworks [related to building work] | [11 empty] | 0
Access roads and separate vehicle/pedestrian entrance |  | m2 |  |  | 0 |  |  |  |  | 0 |  | 0
Car Parking and circulation routes |  | m2 |  |  | 0 |  |  |  |  | 0 |  | 0
Pavements and pedestrain walkways |  | m2 |  |  | 0 |  |  |  |  | 0 |  | 0
Hard surfaced areas including Multi-use Games Area (MUGA) |  | m2 |  |  | 0 |  |  |  |  | 0 |  | 0
soft landscaping and habitat areas |  | m2 |  |  | 0 |  |  |  |  | 0 |  | 0
sports pitches including equipment |  | m2 |  |  | 0 |  |  |  |  | 0 |  | 0
Incoming services and statutory connections (incl. new sub-stations) | [11 empty] | 0
land drainage | [11 empty] | 0
site lighting | [11 empty] | 0
Fencing (2.4m or similar) |  | m |  |  | 0 |  |  |  |  | 0 |  | 0
Other external works, including outdoor furniture and signage | [11 empty] | 0
EXTERNAL WORKS TOTALS |  |  |  |  | 0 |  |  |  |  | 0 |  | 0
Total including overheads and profit, prelims and contingency (as above) | [9 empty] | 0 |  | 0
PfS fee allocation for external works |  |  |  | (12.5% for <60% new build, 15% for <60% refurbishment) |  |  |  |  | 15% | 0
ENABLING ITEMS (including fees) |  | UNIT | QUANTITY | UNIT RATE (£) | ESTIMATE BY LA (£) | DESCRIPTION/ JUSTIFICATION |  | PfS QUANTITY | PfS RATE (£) | PfS ALLO-CATION (£) |  | COST TO LA (£) | PfS COMMENT
DEMOLITIONS AND SITE CLEARANCE
demolition of existing buildings including grubbing up and removal from site |  | m2 | 0 |  | 0 |  |  | 0 | 40 | 0 |  | 0
protection and making good adjacent to demolition |  | m2 |  |  | 0 |  |  |  | 0 | 0 |  | 0
break up roads and paving |  | m2 |  |  | 0 |  |  |  | 5 | 0 |  | 0
site clearance, contamination or gas in ground |  | m2 |  |  | 0 |  |  |  |  | 0 |  | 0
Demolitions sub-totals |  |  |  |  | 0 |  |  |  |  | 0 |  | 0
Asbestos removal
Asbestos survey level 3 (while buildings are unoccupied) | [9 empty] | 0 |  | 0
Asbestos removal (estimate based on level 2 survey) |  | m2 |  |  | 0 |  |  | 0 | 10 | 0 |  | 0
Asbestos removal sub-total |  |  |  |  | 0 |  |  |  |  | 0 |  | 0
Survey fees
Archaeological investigations (beyond desktop) | [11 empty] | 0
Other abnormal fees | [11 empty] | 0
Abnormal fees sub-totals |  |  |  |  | 0 |  |  |  |  | 0 |  | 0
TEMPORARY WORKS
Temporary Accommodation enabling works and decanting | [11 empty] | 0
Temporary Accom foundations and service connections |  | m2 footprint |  |  | 0 |  |  |  |  | 0 |  | 0
Temporary Classroom Accommodation hire costs |  | room |  |  | 0 |  |  |  | 0 | 0 |  | 0
Temporary Practical Accommodation hire costs |  | room |  |  | 0 |  |  |  | 0 | 0 |  | 0
Temporary Halls and kitchens Accommodation hire costs |  | space |  |  | 0 |  |  |  | 0 | 0 |  | 0
Protection of existing school during construction | [11 empty] | 0
other temporary works | [11 empty] | 0
Temporary Works sub-totals |  |  |  |  | 0 |  |  |  |  | 0 |  | 0
ABNORMALS WITHOUT LIFECYCLE TOTALS |  |  |  |  | 0 |  |  |  |  | 0 |  | 0
Total including overheads and profit, prelims and contingency (as above) | [9 empty] | 0 |  | 0
(PfS assume fees to be within price for enabling items)
ABNORMAL ITEMS (except asbestos removal and fees) |  | UNIT | QUANTITY | UNIT RATE (£) | ESTIMATE BY LA (£) | DESCRIPTION/ JUSTIFICATION |  | PfS QUANTITY | PfS RATE (£) | PfS ALLO-CATION (£) |  | COST TO LA (£) | PfS COMMENT
INFRASTRUCTURE COSTS: for additional infrastructure that is not included in External Works (but not generaly funded by DfES or PfS)
Diversion of mains utilities not servicing the site | [11 empty] | 0
new/ improved access roads, cycle routes, pick-up/ drop-off, crossings | [11 empty] | 0
bridge or tunnel to facilitate safe movement of students | [11 empty] | 0
Other infrastructure costs | [11 empty] | 0
Infrastructure costs sub-totals |  |  |  |  | 0 |  |  |  |  | 0 |  | 0
SITE RESTRICTIONS: Where the site is constrained in that new buildings or refurbishment proposals will incur additional cost
phasing and out of hours working | [11 empty] | 0
All weather pitch on restricted site |  | m2 |  |  | 0 |  |  |  |  | 0 |  | 0 | generally only covered by BSF funding if for increased pupil places on existing site
extra over for 4 storey or above due to constrained site |  | m2 |  |  | 0 |  |  |  |  | 0 |  | 0
Other site restrictions | [11 empty] | 0
Site restrictions sub-totals |  |  |  |  | 0 |  |  |  |  | 0 |  | 0
SITE CONDITIONS: Where site conditions impose more expensive solutions
Bearing capacity requires piling, so foundations beyond standard |  | m2 footprint |  |  | 0 |  |  |  |  | 0 |  | 0 | generally covered by BSF funding if 1 or 2 storey buildings required
very poor ground conditions, eg mineshafts, water table | [11 empty] | 0
unusual site level variations need retaining walls and/or ramps | [11 empty] | 0
extreme noise pollution | [11 empty] | 0
Other site conditions | [11 empty] | 0
Site conditions sub-totals |  |  |  |  | 0 |  |  |  |  | 0 |  | 0
OTHER ABNORMALS: including other costs which may accrue due to unusual circumstances relating to the project
Planning Requirements & Planning Constraints / Conservation Areas | [11 empty] | 0
Work to listed elements of listed building | [11 empty] | 0
Boundary ballstop/ security fencing above 2.4m |  | m run |  |  | 0 |  |  |  |  | 0 |  | 0
extra security matters. e.g. extra security of contractors' area | [11 empty] | 0
Environmental matters | [11 empty] | 0
Party Wall matters | [11 empty] | 0
Other abnormals with lifecycle | [11 empty] | 0
Other abnormals sub-totals |  |  |  |  | 0 |  |  |  |  | 0 |  | 0
ABNORMALS WITH LIFECYCLE TOTALS |  |  |  |  | 0 |  |  |  |  | 0 |  | 0 | new site abnormals |  | 0
Total including overheads and profit, prelims and contingency (as above) | [11 empty] | 0 | to allow development |  | 0
PfS fee allocation for abnormals |  |  |  | (12.5% for <60% new build, 15% for <60% refurbishment) |  |  |  |  | 15% | 0

## School 6
PRE-OBC EXTERNAL WORKS AND ABNORMALS PROFORMA | [6 empty] | Date LA / TA completed proforma |  |  | 0 |  | Author | 0
SCHOOL CHARACTERISTICS | [6 empty] | PROJECT CONTEXT
BSF Project Title: | A N Authority - as on Totals sheet | [5 empty] | Proposed project location | [5 empty] | Nature of ground
[7 empty] | Total area of site(s) |  |  |  |  | (m2) | Site levels | Level
School Name | school 6 | [5 empty] | Total net area of site(s) |  |  |  |  | (m2) | Water table | no effect
School Number | [6 empty] | Proposed school GIFA |  |  |  |  | (m2) | Other features
Specialism(s) | [6 empty] | Proposed net building area |  |  |  |  | (m2)
Type of school | community |  |  | Gender |  |  | Number of sites with buildings |  |  |  | 1
Age Range of school | 11-16 | [5 empty] | Area of off-site playing fields, if available |  |  |  |  | (m2)
SCHOOL CHARACTERISTICS | [5 empty] | PROPOSED GIFA (m2) |  |  |  |  | BUILDING TYPE TO BE REFURBISHED
[7 empty] | Base | Supplementary |  |  |  |  | GIFA | % GIFA
Pupil places | Current |  | Proposed |  |  |  | (m2 GIFA) | (m2 GIFA) | Total (m2 GIFA) |  | A. Victorian
KS1 and KS2 (5-11) |  |  |  |  | Mainstream | New build/extension |  |  | 0 |  | B. Interwar
KS3 (11-14) | [5 empty] | Major remodelling |  |  | 0 |  | C. Post-war
KS4 (14-16) | [5 empty] | Minor refurbishment |  |  | 0 |  | D. 1960's - 70's
Post 16 | [5 empty] | Unaffected |  |  | 0 |  | E. >1980
PRU |  |  |  |  | PRU | New build/extension |  |  | 0
SEN PLASC A, B, C* | [5 empty] | Major remodelling |  |  | 0 |  | NEW BUILDINGS CONFIGURATION
SEN PLASC D | [5 empty] | Minor refurbishment |  |  | 0
Total | 0 |  | 0 |  |  | Unaffected |  |  | 0 |  |  |  | GIFA | % GIFA | Average ht, m
[5 empty] | SEN A, B, C | New build/extension |  |  | 0 |  | Below ground
*type of SEN | [5 empty] | Major remodelling |  |  | 0 |  | Single storey
[6 empty] | Minor refurbishment |  |  | 0 |  | 2 storey
BB98 GIFA comparator | 0 | middle | 0 |  |  | Unaffected |  |  | 0 |  | 3 storey
BB77 GIFA comparator | 0 | hydro | 0 |  |  | Total | 0 | 0 | 0 |  |  | storey
OTHER INFORMATION
Total current NOR |  |  |  |  | to be demolished, m2 |  |  |  | 0 |  |  | type of site
Existing School GIFA |  |  |  | (m2) | [8 empty] | LA % | PfS %
Date of Estimate (quarter) |  |  | 3Q06 |  | Construction start (LA) |  | 2Q06 |  |  |  |  | Main contractor Overheads & Profit | 3% | 3%
Construction duration (months) |  |  | 18 |  | Construction end (LA) |  | 4Q07 |  |  |  |  | Prelims | 13% | 13%
Number of phases, exc. demolitions |  |  |  |  | Funding start date (PfS) |  | 2Q06 |  |  |  | (inflation covered in FAM) | Contingency | 5% | 5%
EXTERNAL WORKS ITEMS (except demolitions) |  | UNIT | QUANTITY | UNIT RATE (£) | ESTIMATE BY LA (£) | DESCRIPTION |  | PfS QUANTITY | PfS RATE (£) | PfS ALLO-CATION (£) |  | COST TO LA (£) | PfS COMMENT
Site clearance, excavation and earthworks [related to building work] | [11 empty] | 0
Access roads and separate vehicle/pedestrian entrance |  | m2 |  |  | 0 |  |  |  |  | 0 |  | 0
Car Parking and circulation routes |  | m2 |  |  | 0 |  |  |  |  | 0 |  | 0
Pavements and pedestrain walkways |  | m2 |  |  | 0 |  |  |  |  | 0 |  | 0
Hard surfaced areas including Multi-use Games Area (MUGA) |  | m2 |  |  | 0 |  |  |  |  | 0 |  | 0
soft landscaping and habitat areas |  | m2 |  |  | 0 |  |  |  |  | 0 |  | 0
sports pitches including equipment |  | m2 |  |  | 0 |  |  |  |  | 0 |  | 0
Incoming services and statutory connections (incl. new sub-stations) | [11 empty] | 0
land drainage | [11 empty] | 0
site lighting | [11 empty] | 0
Fencing (2.4m or similar) |  | m |  |  | 0 |  |  |  |  | 0 |  | 0
Other external works, including outdoor furniture and signage | [11 empty] | 0
EXTERNAL WORKS TOTALS |  |  |  |  | 0 |  |  |  |  | 0 |  | 0
Total including overheads and profit, prelims and contingency (as above) | [9 empty] | 0 |  | 0
PfS fee allocation for external works |  |  |  | (12.5% for <60% new build, 15% for <60% refurbishment) |  |  |  |  | 15% | 0
ENABLING ITEMS (including fees) |  | UNIT | QUANTITY | UNIT RATE (£) | ESTIMATE BY LA (£) | DESCRIPTION/ JUSTIFICATION |  | PfS QUANTITY | PfS RATE (£) | PfS ALLO-CATION (£) |  | COST TO LA (£) | PfS COMMENT
DEMOLITIONS AND SITE CLEARANCE
demolition of existing buildings including grubbing up and removal from site |  | m2 | 0 |  | 0 |  |  | 0 | 40 | 0 |  | 0
protection and making good adjacent to demolition |  | m2 |  |  | 0 |  |  |  | 0 | 0 |  | 0
break up roads and paving |  | m2 |  |  | 0 |  |  |  | 5 | 0 |  | 0
site clearance, contamination or gas in ground |  | m2 |  |  | 0 |  |  |  |  | 0 |  | 0
Demolitions sub-totals |  |  |  |  | 0 |  |  |  |  | 0 |  | 0
Asbestos removal
Asbestos survey level 3 (while buildings are unoccupied) | [9 empty] | 0 |  | 0
Asbestos removal (estimate based on level 2 survey) |  | m2 |  |  | 0 |  |  | 0 | 10 | 0 |  | 0
Asbestos removal sub-total |  |  |  |  | 0 |  |  |  |  | 0 |  | 0
Survey fees
Archaeological investigations (beyond desktop) | [11 empty] | 0
Other abnormal fees | [11 empty] | 0
Abnormal fees sub-totals |  |  |  |  | 0 |  |  |  |  | 0 |  | 0
TEMPORARY WORKS
Temporary Accommodation enabling works and decanting | [11 empty] | 0
Temporary Accom foundations and service connections |  | m2 footprint |  |  | 0 |  |  |  |  | 0 |  | 0
Temporary Classroom Accommodation hire costs |  | room |  |  | 0 |  |  |  | 0 | 0 |  | 0
Temporary Practical Accommodation hire costs |  | room |  |  | 0 |  |  |  | 0 | 0 |  | 0
Temporary Halls and kitchens Accommodation hire costs |  | space |  |  | 0 |  |  |  | 0 | 0 |  | 0
Protection of existing school during construction | [11 empty] | 0
other temporary works | [11 empty] | 0
Temporary Works sub-totals |  |  |  |  | 0 |  |  |  |  | 0 |  | 0
ABNORMALS WITHOUT LIFECYCLE TOTALS |  |  |  |  | 0 |  |  |  |  | 0 |  | 0
Total including overheads and profit, prelims and contingency (as above) | [9 empty] | 0 |  | 0
(PfS assume fees to be within price for enabling items)
ABNORMAL ITEMS (except asbestos removal and fees) |  | UNIT | QUANTITY | UNIT RATE (£) | ESTIMATE BY LA (£) | DESCRIPTION/ JUSTIFICATION |  | PfS QUANTITY | PfS RATE (£) | PfS ALLO-CATION (£) |  | COST TO LA (£) | PfS COMMENT
INFRASTRUCTURE COSTS: for additional infrastructure that is not included in External Works (but not generaly funded by DfES or PfS)
Diversion of mains utilities not servicing the site | [11 empty] | 0
new/ improved access roads, cycle routes, pick-up/ drop-off, crossings | [11 empty] | 0
bridge or tunnel to facilitate safe movement of students | [11 empty] | 0
Other infrastructure costs | [11 empty] | 0
Infrastructure costs sub-totals |  |  |  |  | 0 |  |  |  |  | 0 |  | 0
SITE RESTRICTIONS: Where the site is constrained in that new buildings or refurbishment proposals will incur additional cost
phasing and out of hours working | [11 empty] | 0
All weather pitch on restricted site |  | m2 |  |  | 0 |  |  |  |  | 0 |  | 0 | generally only covered by BSF funding if for increased pupil places on existing site
extra over for 4 storey or above due to constrained site |  | m2 |  |  | 0 |  |  |  |  | 0 |  | 0
Other site restrictions | [11 empty] | 0
Site restrictions sub-totals |  |  |  |  | 0 |  |  |  |  | 0 |  | 0
SITE CONDITIONS: Where site conditions impose more expensive solutions
Bearing capacity requires piling, so foundations beyond standard |  | m2 footprint |  |  | 0 |  |  |  |  | 0 |  | 0 | generally covered by BSF funding if 1 or 2 storey buildings required
very poor ground conditions, eg mineshafts, water table | [11 empty] | 0
unusual site level variations need retaining walls and/or ramps | [11 empty] | 0
extreme noise pollution | [11 empty] | 0
Other site conditions | [11 empty] | 0
Site conditions sub-totals |  |  |  |  | 0 |  |  |  |  | 0 |  | 0
OTHER ABNORMALS: including other costs which may accrue due to unusual circumstances relating to the project
Planning Requirements & Planning Constraints / Conservation Areas | [11 empty] | 0
Work to listed elements of listed building | [11 empty] | 0
Boundary ballstop/ security fencing above 2.4m |  | m run |  |  | 0 |  |  |  |  | 0 |  | 0
extra security matters. e.g. extra security of contractors' area | [11 empty] | 0
Environmental matters | [11 empty] | 0
Party Wall matters | [11 empty] | 0
Other abnormals with lifecycle | [11 empty] | 0
Other abnormals sub-totals |  |  |  |  | 0 |  |  |  |  | 0 |  | 0
ABNORMALS WITH LIFECYCLE TOTALS |  |  |  |  | 0 |  |  |  |  | 0 |  | 0 | new site abnormals |  | 0
Total including overheads and profit, prelims and contingency (as above) | [9 empty] | 0 |  | 0 | to allow development |  | 0
PfS fee allocation for abnormals |  |  |  | (12.5% for <60% new build, 15% for <60% refurbishment) |  |  |  |  | 15% | 0

## School 7
PRE-OBC EXTERNAL WORKS AND ABNORMALS PROFORMA | [6 empty] | Date LA / TA completed proforma |  |  | 0 |  | Author | 0
SCHOOL CHARACTERISTICS | [6 empty] | PROJECT CONTEXT
BSF Project Title: | A N Authority - as on Totals sheet | [5 empty] | Proposed project location | [5 empty] | Nature of ground
[7 empty] | Total area of site(s) |  |  |  |  | (m2) | Site levels | Level
School Name | school 7 | [5 empty] | Total net area of site(s) |  |  |  |  | (m2) | Water table | no effect
School Number | [6 empty] | Proposed school GIFA |  |  |  |  | (m2) | Other features
Specialism(s) | [6 empty] | Proposed net building area |  |  |  |  | (m2)
Type of school | community |  |  | Gender |  |  | Number of sites with buildings |  |  |  | 1
Age Range of school | 11-16 | [5 empty] | Area of off-site playing fields, if available |  |  |  |  | (m2)
SCHOOL CHARACTERISTICS | [5 empty] | PROPOSED GIFA (m2) |  |  |  |  | BUILDING TYPE TO BE REFURBISHED
[7 empty] | Base | Supplementary |  |  |  |  | GIFA | % GIFA
Pupil places | Current |  | Proposed |  |  |  | (m2 GIFA) | (m2 GIFA) | Total (m2 GIFA) |  | A. Victorian
KS1 and KS2 (5-11) |  |  |  |  | Mainstream | New build/extension |  |  | 0 |  | B. Interwar
KS3 (11-14) | [5 empty] | Major remodelling |  |  | 0 |  | C. Post-war
KS4 (14-16) | [5 empty] | Minor refurbishment |  |  | 0 |  | D. 1960's - 70's
Post 16 | [5 empty] | Unaffected |  |  | 0 |  | E. >1980
PRU |  |  |  |  | PRU | New build/extension |  |  | 0
SEN PLASC A, B, C* | [5 empty] | Major remodelling |  |  | 0 |  | NEW BUILDINGS CONFIGURATION
SEN PLASC D | [5 empty] | Minor refurbishment |  |  | 0
Total | 0 |  | 0 |  |  | Unaffected |  |  | 0 |  |  |  | GIFA | % GIFA | Average ht, m
[5 empty] | SEN A, B, C | New build/extension |  |  | 0 |  | Below ground
*type of SEN | [5 empty] | Major remodelling |  |  | 0 |  | Single storey
[6 empty] | Minor refurbishment |  |  | 0 |  | 2 storey
BB98 GIFA comparator | 0 | middle | 0 |  |  | Unaffected |  |  | 0 |  | 3 storey
BB77 GIFA comparator | 0 | hydro | 0 |  |  | Total | 0 | 0 | 0 |  |  | storey
OTHER INFORMATION
Total current NOR |  |  |  |  | to be demolished, m2 |  |  |  | 0 |  |  | type of site
Existing School GIFA |  |  |  | (m2) | [8 empty] | LA % | PfS %
Date of Estimate (quarter) |  |  | 3Q06 |  | Construction start (LA) |  | 2Q06 |  |  |  |  | Main contractor Overheads & Profit | 3% | 3%
Construction duration (months) |  |  | 18 |  | Construction end (LA) |  | 4Q07 |  |  |  |  | Prelims | 13% | 13%
Number of phases, exc. demolitions |  |  |  |  | Funding start date (PfS) |  | 2Q06 |  |  |  | (inflation covered in FAM) | Contingency | 5% | 5%
EXTERNAL WORKS ITEMS (except demolitions) |  | UNIT | QUANTITY | UNIT RATE (£) | ESTIMATE BY LA (£) | DESCRIPTION |  | PfS QUANTITY | PfS RATE (£) | PfS ALLO-CATION (£) |  | COST TO LA (£) | PfS COMMENT
Site clearance, excavation and earthworks [related to building work] | [11 empty] | 0
Access roads and separate vehicle/pedestrian entrance |  | m2 |  |  | 0 |  |  |  |  | 0 |  | 0
Car Parking and circulation routes |  | m2 |  |  | 0 |  |  |  |  | 0 |  | 0
Pavements and pedestrain walkways |  | m2 |  |  | 0 |  |  |  |  | 0 |  | 0
Hard surfaced areas including Multi-use Games Area (MUGA) |  | m2 |  |  | 0 |  |  |  |  | 0 |  | 0
soft landscaping and habitat areas |  | m2 |  |  | 0 |  |  |  |  | 0 |  | 0
sports pitches including equipment |  | m2 |  |  | 0 |  |  |  |  | 0 |  | 0
Incoming services and statutory connections (incl. new sub-stations) | [11 empty] | 0
land drainage | [11 empty] | 0
site lighting | [11 empty] | 0
Fencing (2.4m or similar) |  | m |  |  | 0 |  |  |  |  | 0 |  | 0
Other external works, including outdoor furniture and signage | [11 empty] | 0
EXTERNAL WORKS TOTALS |  |  |  |  | 0 |  |  |  |  | 0 |  | 0
Total including overheads and profit, prelims and contingency (as above) | [9 empty] | 0 |  | 0
PfS fee allocation for external works |  |  |  | (12.5% for <60% new build, 15% for <60% refurbishment) |  |  |  |  | 15% | 0
ENABLING ITEMS (including fees) |  | UNIT | QUANTITY | UNIT RATE (£) | ESTIMATE BY LA (£) | DESCRIPTION/ JUSTIFICATION |  | PfS QUANTITY | PfS RATE (£) | PfS ALLO-CATION (£) |  | COST TO LA (£) | PfS COMMENT
DEMOLITIONS AND SITE CLEARANCE
demolition of existing buildings including grubbing up and removal from site |  | m2 | 0 |  | 0 |  |  | 0 | 40 | 0 |  | 0
protection and making good adjacent to demolition |  | m2 |  |  | 0 |  |  |  | 0 | 0 |  | 0
break up roads and paving |  | m2 |  |  | 0 |  |  |  | 5 | 0 |  | 0
site clearance, contamination or gas in ground |  | m2 |  |  | 0 |  |  |  |  | 0 |  | 0
Demolitions sub-totals |  |  |  |  | 0 |  |  |  |  | 0 |  | 0
Asbestos removal
Asbestos survey level 3 (while buildings are unoccupied) | [9 empty] | 0 |  | 0
Asbestos removal (estimate based on level 2 survey) |  | m2 |  |  | 0 |  |  | 0 | 10 | 0 |  | 0
Asbestos removal sub-total |  |  |  |  | 0 |  |  |  |  | 0 |  | 0
Survey fees
Archaeological investigations (beyond desktop) | [11 empty] | 0
Other abnormal fees | [11 empty] | 0
Abnormal fees sub-totals |  |  |  |  | 0 |  |  |  |  | 0 |  | 0
TEMPORARY WORKS
Temporary Accommodation enabling works and decanting | [11 empty] | 0
Temporary Accom foundations and service connections |  | m2 footprint |  |  | 0 |  |  |  |  | 0 |  | 0
Temporary Classroom Accommodation hire costs |  | room |  |  | 0 |  |  |  | 0 | 0 |  | 0
Temporary Practical Accommodation hire costs |  | room |  |  | 0 |  |  |  | 0 | 0 |  | 0
Temporary Halls and kitchens Accommodation hire costs |  | space |  |  | 0 |  |  |  | 0 | 0 |  | 0
Protection of existing school during construction | [11 empty] | 0
other temporary works | [11 empty] | 0
Temporary Works sub-totals |  |  |  |  | 0 |  |  |  |  | 0 |  | 0
ABNORMALS WITHOUT LIFECYCLE TOTALS |  |  |  |  | 0 |  |  |  |  | 0 |  | 0
Total including overheads and profit, prelims and contingency (as above) | [9 empty] | 0 |  | 0
(PfS assume fees to be within price for enabling items)
ABNORMAL ITEMS (except asbestos removal and fees) |  | UNIT | QUANTITY | UNIT RATE (£) | ESTIMATE BY LA (£) | DESCRIPTION/ JUSTIFICATION |  | PfS QUANTITY | PfS RATE (£) | PfS ALLO-CATION (£) |  | COST TO LA (£) | PfS COMMENT
INFRASTRUCTURE COSTS: for additional infrastructure that is not included in External Works (but not generaly funded by DfES or PfS)
Diversion of mains utilities not servicing the site | [11 empty] | 0
new/ improved access roads, cycle routes, pick-up/ drop-off, crossings | [11 empty] | 0
bridge or tunnel to facilitate safe movement of students | [11 empty] | 0
Other infrastructure costs | [11 empty] | 0
Infrastructure costs sub-totals |  |  |  |  | 0 |  |  |  |  | 0 |  | 0
SITE RESTRICTIONS: Where the site is constrained in that new buildings or refurbishment proposals will incur additional cost
phasing and out of hours working | [11 empty] | 0
All weather pitch on restricted site |  | m2 |  |  | 0 |  |  |  |  | 0 |  | 0 | generally only covered by BSF funding if for increased pupil places on existing site
extra over for 4 storey or above due to constrained site |  | m2 |  |  | 0 |  |  |  |  | 0 |  | 0
Other site restrictions | [11 empty] | 0
Site restrictions sub-totals |  |  |  |  | 0 |  |  |  |  | 0 |  | 0
SITE CONDITIONS: Where site conditions impose more expensive solutions
Bearing capacity requires piling, so foundations beyond standard |  | m2 footprint |  |  | 0 |  |  |  |  | 0 |  | 0 | generally covered by BSF funding if 1 or 2 storey buildings required
very poor ground conditions, eg mineshafts, water table | [11 empty] | 0
unusual site level variations need retaining walls and/or ramps | [11 empty] | 0
extreme noise pollution | [11 empty] | 0
Other site conditions | [11 empty] | 0
Site conditions sub-totals |  |  |  |  | 0 |  |  |  |  | 0 |  | 0
OTHER ABNORMALS: including other costs which may accrue due to unusual circumstances relating to the project
Planning Requirements & Planning Constraints / Conservation Areas | [11 empty] | 0
Work to listed elements of listed building | [11 empty] | 0
Boundary ballstop/ security fencing above 2.4m |  | m run |  |  | 0 |  |  |  |  | 0 |  | 0
extra security matters. e.g. extra security of contractors' area | [11 empty] | 0
Environmental matters | [11 empty] | 0
Party Wall matters | [11 empty] | 0
Other abnormals with lifecycle | [11 empty] | 0
Other abnormals sub-totals |  |  |  |  | 0 |  |  |  |  | 0 |  | 0
ABNORMALS WITH LIFECYCLE TOTALS |  |  |  |  | 0 |  |  |  |  | 0 |  | 0 | new site abnormals |  | 0
Total including overheads and profit, prelims and contingency (as above) | [9 empty] | 0 |  | 0 | to allow development |  | 0
PfS fee allocation for abnormals |  |  |  | (12.5% for <60% new build, 15% for <60% refurbishment) |  |  |  |  | 15% | 0

## School 8
PRE-OBC EXTERNAL WORKS AND ABNORMALS PROFORMA | [6 empty] | Date LA / TA completed proforma |  |  | 0 |  | Author | 0
SCHOOL CHARACTERISTICS | [6 empty] | PROJECT CONTEXT
BSF Project Title: | A N Authority - as on Totals sheet | [5 empty] | Proposed project location | [5 empty] | Nature of ground
[7 empty] | Total area of site(s) |  |  |  |  | (m2) | Site levels | Level
School Name | school 8 | [5 empty] | Total net area of site(s) |  |  |  |  | (m2) | Water table | no effect
School Number | [6 empty] | Proposed school GIFA |  |  |  |  | (m2) | Other features
Specialism(s) | [6 empty] | Proposed net building area |  |  |  |  | (m2)
Type of school | community |  |  | Gender |  |  | Number of sites with buildings |  |  |  | 1
Age Range of school | 11-16 | [5 empty] | Area of off-site playing fields, if available |  |  |  |  | (m2)
SCHOOL CHARACTERISTICS | [5 empty] | PROPOSED GIFA (m2) |  |  |  |  | BUILDING TYPE TO BE REFURBISHED
[7 empty] | Base | Supplementary |  |  |  |  | GIFA | % GIFA
Pupil places | Current |  | Proposed |  |  |  | (m2 GIFA) | (m2 GIFA) | Total (m2 GIFA) |  | A. Victorian
KS1 and KS2 (5-11) |  |  |  |  | Mainstream | New build/extension |  |  | 0 |  | B. Interwar
KS3 (11-14) | [5 empty] | Major remodelling |  |  | 0 |  | C. Post-war
KS4 (14-16) | [5 empty] | Minor refurbishment |  |  | 0 |  | D. 1960's - 70's
Post 16 | [5 empty] | Unaffected |  |  | 0 |  | E. >1980
PRU |  |  |  |  | PRU | New build/extension |  |  | 0
SEN PLASC A, B, C* | [5 empty] | Major remodelling |  |  | 0 |  | NEW BUILDINGS CONFIGURATION
SEN PLASC D | [5 empty] | Minor refurbishment |  |  | 0
Total | 0 |  | 0 |  |  | Unaffected |  |  | 0 |  |  |  | GIFA | % GIFA | Average ht, m
[5 empty] | SEN A, B, C | New build/extension |  |  | 0 |  | Below ground
*type of SEN | [5 empty] | Major remodelling |  |  | 0 |  | Single storey
[6 empty] | Minor refurbishment |  |  | 0 |  | 2 storey
BB98 GIFA comparator | 0 | middle | 0 |  |  | Unaffected |  |  | 0 |  | 3 storey
BB77 GIFA comparator | 0 | hydro | 0 |  |  | Total | 0 | 0 | 0 |  |  | storey
OTHER INFORMATION
Total current NOR |  |  |  |  | to be demolished, m2 |  |  |  | 0 |  |  | type of site
Existing School GIFA |  |  |  | (m2) | [8 empty] | LA % | PfS %
Date of Estimate (quarter) |  |  | 3Q06 |  | Construction start (LA) |  | 2Q06 |  |  |  |  | Main contractor Overheads & Profit | 3% | 3%
Construction duration (months) |  |  | 18 |  | Construction end (LA) |  | 4Q07 |  |  |  |  | Prelims | 13% | 13%
Number of phases, exc. demolitions |  |  |  |  | Funding start date (PfS) |  | 2Q06 |  |  |  | (inflation covered in FAM) | Contingency | 5% | 5%
EXTERNAL WORKS ITEMS (except demolitions) |  | UNIT | QUANTITY | UNIT RATE (£) | ESTIMATE BY LA (£) | DESCRIPTION |  | PfS QUANTITY | PfS RATE (£) | PfS ALLO-CATION (£) |  | COST TO LA (£) | PfS COMMENT
Site clearance, excavation and earthworks [related to building work] | [11 empty] | 0
Access roads and separate vehicle/pedestrian entrance |  | m2 |  |  | 0 |  |  |  |  | 0 |  | 0
Car Parking and circulation routes |  | m2 |  |  | 0 |  |  |  |  | 0 |  | 0
Pavements and pedestrain walkways |  | m2 |  |  | 0 |  |  |  |  | 0 |  | 0
Hard surfaced areas including Multi-use Games Area (MUGA) |  | m2 |  |  | 0 |  |  |  |  | 0 |  | 0
soft landscaping and habitat areas |  | m2 |  |  | 0 |  |  |  |  | 0 |  | 0
sports pitches including equipment |  | m2 |  |  | 0 |  |  |  |  | 0 |  | 0
Incoming services and statutory connections (incl. new sub-stations) | [11 empty] | 0
land drainage | [11 empty] | 0
site lighting | [11 empty] | 0
Fencing (2.4m or similar) |  | m |  |  | 0 |  |  |  |  | 0 |  | 0
Other external works, including outdoor furniture and signage | [11 empty] | 0
EXTERNAL WORKS TOTALS |  |  |  |  | 0 |  |  |  |  | 0 |  | 0
Total including overheads and profit, prelims and contingency (as above) | [9 empty] | 0 |  | 0
PfS fee allocation for external works |  |  |  | (12.5% for <60% new build, 15% for <60% refurbishment) |  |  |  |  | 15% | 0
ENABLING ITEMS (including fees) |  | UNIT | QUANTITY | UNIT RATE (£) | ESTIMATE BY LA (£) | DESCRIPTION/ JUSTIFICATION |  | PfS QUANTITY | PfS RATE (£) | PfS ALLO-CATION (£) |  | COST TO LA (£) | PfS COMMENT
DEMOLITIONS AND SITE CLEARANCE
demolition of existing buildings including grubbing up and removal from site |  | m2 | 0 |  | 0 |  |  | 0 | 40 | 0 |  | 0
protection and making good adjacent to demolition |  | m2 |  |  | 0 |  |  |  | 0 | 0 |  | 0
break up roads and paving |  | m2 |  |  | 0 |  |  |  | 5 | 0 |  | 0
site clearance, contamination or gas in ground |  | m2 |  |  | 0 |  |  |  |  | 0 |  | 0
Demolitions sub-totals |  |  |  |  | 0 |  |  |  |  | 0 |  | 0
Asbestos removal
Asbestos survey level 3 (while buildings are unoccupied) | [9 empty] | 0 |  | 0
Asbestos removal (estimate based on level 2 survey) |  | m2 |  |  | 0 |  |  | 0 | 10 | 0 |  | 0
Asbestos removal sub-total |  |  |  |  | 0 |  |  |  |  | 0 |  | 0
Survey fees
Archaeological investigations (beyond desktop) | [11 empty] | 0
Other abnormal fees | [11 empty] | 0
Abnormal fees sub-totals |  |  |  |  | 0 |  |  |  |  | 0 |  | 0
TEMPORARY WORKS
Temporary Accommodation enabling works and decanting | [11 empty] | 0
Temporary Accom foundations and service connections |  | m2 footprint |  |  | 0 |  |  |  |  | 0 |  | 0
Temporary Classroom Accommodation hire costs |  | room |  |  | 0 |  |  |  | 0 | 0 |  | 0
Temporary Practical Accommodation hire costs |  | room |  |  | 0 |  |  |  | 0 | 0 |  | 0
Temporary Halls and kitchens Accommodation hire costs |  | space |  |  | 0 |  |  |  | 0 | 0 |  | 0
Protection of existing school during construction | [11 empty] | 0
other temporary works | [11 empty] | 0
Temporary Works sub-totals |  |  |  |  | 0 |  |  |  |  | 0 |  | 0
ABNORMALS WITHOUT LIFECYCLE TOTALS |  |  |  |  | 0 |  |  |  |  | 0 |  | 0
Total including overheads and profit, prelims and contingency (as above) | [9 empty] | 0 |  | 0
(PfS assume fees to be within price for enabling items)
ABNORMAL ITEMS (except asbestos removal and fees) |  | UNIT | QUANTITY | UNIT RATE (£) | ESTIMATE BY LA (£) | DESCRIPTION/ JUSTIFICATION |  | PfS QUANTITY | PfS RATE (£) | PfS ALLO-CATION (£) |  | COST TO LA (£) | PfS COMMENT
INFRASTRUCTURE COSTS: for additional infrastructure that is not included in External Works (but not generaly funded by DfES or PfS)
Diversion of mains utilities not servicing the site | [11 empty] | 0
new/ improved access roads, cycle routes, pick-up/ drop-off, crossings | [11 empty] | 0
bridge or tunnel to facilitate safe movement of students | [11 empty] | 0
Other infrastructure costs | [11 empty] | 0
Infrastructure costs sub-totals |  |  |  |  | 0 |  |  |  |  | 0 |  | 0
SITE RESTRICTIONS: Where the site is constrained in that new buildings or refurbishment proposals will incur additional cost
phasing and out of hours working | [11 empty] | 0
All weather pitch on restricted site |  | m2 |  |  | 0 |  |  |  |  | 0 |  | 0 | generally only covered by BSF funding if for increased pupil places on existing site
extra over for 4 storey or above due to constrained site |  | m2 |  |  | 0 |  |  |  |  | 0 |  | 0
Other site restrictions | [11 empty] | 0
Site restrictions sub-totals |  |  |  |  | 0 |  |  |  |  | 0 |  | 0
SITE CONDITIONS: Where site conditions impose more expensive solutions
Bearing capacity requires piling, so foundations beyond standard |  | m2 footprint |  |  | 0 |  |  |  |  | 0 |  | 0 | generally covered by BSF funding if 1 or 2 storey buildings required
very poor ground conditions, eg mineshafts, water table | [11 empty] | 0
unusual site level variations need retaining walls and/or ramps | [11 empty] | 0
extreme noise pollution | [11 empty] | 0
Other site conditions | [11 empty] | 0
Site conditions sub-totals |  |  |  |  | 0 |  |  |  |  | 0 |  | 0
OTHER ABNORMALS: including other costs which may accrue due to unusual circumstances relating to the project
Planning Requirements & Planning Constraints / Conservation Areas | [11 empty] | 0
Work to listed elements of listed building | [11 empty] | 0
Boundary ballstop/ security fencing above 2.4m |  | m run |  |  | 0 |  |  |  |  | 0 |  | 0
extra security matters. e.g. extra security of contractors' area | [11 empty] | 0
Environmental matters | [11 empty] | 0
Party Wall matters | [11 empty] | 0
Other abnormals with lifecycle | [11 empty] | 0
Other abnormals sub-totals |  |  |  |  | 0 |  |  |  |  | 0 |  | 0
ABNORMALS WITH LIFECYCLE TOTALS |  |  |  |  | 0 |  |  |  |  | 0 |  | 0 | new site abnormals |  | 0
Total including overheads and profit, prelims and contingency (as above) | [9 empty] | 0 |  | 0 | to allow development |  | 0
PfS fee allocation for abnormals |  |  |  | (12.5% for <60% new build, 15% for <60% refurbishment) |  |  |  |  | 15% | 0

## School 9
PRE-OBC EXTERNAL WORKS AND ABNORMALS PROFORMA | [6 empty] | Date LA / TA completed proforma |  |  | 0 |  | Author | 0
SCHOOL CHARACTERISTICS | [6 empty] | PROJECT CONTEXT
BSF Project Title: | A N Authority - as on Totals sheet | [5 empty] | Proposed project location | [5 empty] | Nature of ground
[7 empty] | Total area of site(s) |  |  |  |  | (m2) | Site levels | Level
School Name | school 9 | [5 empty] | Total net area of site(s) |  |  |  |  | (m2) | Water table | no effect
School Number | [6 empty] | Proposed school GIFA |  |  |  |  | (m2) | Other features
Specialism(s) | [6 empty] | Proposed net building area |  |  |  |  | (m2)
Type of school | community |  |  | Gender |  |  | Number of sites with buildings |  |  |  | 1
Age Range of school | 11-16 | [5 empty] | Area of off-site playing fields, if available |  |  |  |  | (m2)
SCHOOL CHARACTERISTICS | [5 empty] | PROPOSED GIFA (m2) |  |  |  |  | BUILDING TYPE TO BE REFURBISHED
[7 empty] | Base | Supplementary |  |  |  |  | GIFA | % GIFA
Pupil places | Current |  | Proposed |  |  |  | (m2 GIFA) | (m2 GIFA) | Total (m2 GIFA) |  | A. Victorian
KS1 and KS2 (5-11) |  |  |  |  | Mainstream | New build/extension |  |  | 0 |  | B. Interwar
KS3 (11-14) | [5 empty] | Major remodelling |  |  | 0 |  | C. Post-war
KS4 (14-16) | [5 empty] | Minor refurbishment |  |  | 0 |  | D. 1960's - 70's
Post 16 | [5 empty] | Unaffected |  |  | 0 |  | E. >1980
PRU |  |  |  |  | PRU | New build/extension |  |  | 0
SEN PLASC A, B, C* | [5 empty] | Major remodelling |  |  | 0 |  | NEW BUILDINGS CONFIGURATION
SEN PLASC D | [5 empty] | Minor refurbishment |  |  | 0
Total | 0 |  | 0 |  |  | Unaffected |  |  | 0 |  |  |  | GIFA | % GIFA | Average ht, m
[5 empty] | SEN A, B, C | New build/extension |  |  | 0 |  | Below ground
*type of SEN | [5 empty] | Major remodelling |  |  | 0 |  | Single storey
[6 empty] | Minor refurbishment |  |  | 0 |  | 2 storey
BB98 GIFA comparator | 0 | middle | 0 |  |  | Unaffected |  |  | 0 |  | 3 storey
BB77 GIFA comparator | 0 | hydro | 0 |  |  | Total | 0 | 0 | 0 |  |  | storey
OTHER INFORMATION
Total current NOR |  |  |  |  | to be demolished, m2 |  |  |  | 0 |  |  | type of site
Existing School GIFA |  |  |  | (m2) | [8 empty] | LA % | PfS %
Date of Estimate (quarter) |  |  | 3Q06 |  | Construction start (LA) |  | 2Q06 |  |  |  |  | Main contractor Overheads & Profit | 3% | 3%
Construction duration (months) |  |  | 18 |  | Construction end (LA) |  | 4Q07 |  |  |  |  | Prelims | 13% | 13%
Number of phases, exc. demolitions |  |  |  |  | Funding start date (PfS) |  | 2Q06 |  |  |  | (inflation covered in FAM) | Contingency | 5% | 5%
EXTERNAL WORKS ITEMS (except demolitions) |  | UNIT | QUANTITY | UNIT RATE (£) | ESTIMATE BY LA (£) | DESCRIPTION |  | PfS QUANTITY | PfS RATE (£) | PfS ALLO-CATION (£) |  | COST TO LA (£) | PfS COMMENT
Site clearance, excavation and earthworks [related to building work] | [11 empty] | 0
Access roads and separate vehicle/pedestrian entrance |  | m2 |  |  | 0 |  |  |  |  | 0 |  | 0
Car Parking and circulation routes |  | m2 |  |  | 0 |  |  |  |  | 0 |  | 0
Pavements and pedestrain walkways |  | m2 |  |  | 0 |  |  |  |  | 0 |  | 0
Hard surfaced areas including Multi-use Games Area (MUGA) |  | m2 |  |  | 0 |  |  |  |  | 0 |  | 0
soft landscaping and habitat areas |  | m2 |  |  | 0 |  |  |  |  | 0 |  | 0
sports pitches including equipment |  | m2 |  |  | 0 |  |  |  |  | 0 |  | 0
Incoming services and statutory connections (incl. new sub-stations) | [11 empty] | 0
land drainage | [11 empty] | 0
site lighting | [11 empty] | 0
Fencing (2.4m or similar) |  | m |  |  | 0 |  |  |  |  | 0 |  | 0
Other external works, including outdoor furniture and signage | [11 empty] | 0
EXTERNAL WORKS TOTALS |  |  |  |  | 0 |  |  |  |  | 0 |  | 0
Total including overheads and profit, prelims and contingency (as above) | [9 empty] | 0 |  | 0
PfS fee allocation for external works |  |  |  | (12.5% for <60% new build, 15% for <60% refurbishment) |  |  |  |  | 15% | 0
ENABLING ITEMS (including fees) |  | UNIT | QUANTITY | UNIT RATE (£) | ESTIMATE BY LA (£) | DESCRIPTION/ JUSTIFICATION |  | PfS QUANTITY | PfS RATE (£) | PfS ALLO-CATION (£) |  | COST TO LA (£) | PfS COMMENT
DEMOLITIONS AND SITE CLEARANCE
demolition of existing buildings including grubbing up and removal from site |  | m2 | 0 |  | 0 |  |  | 0 | 40 | 0 |  | 0
protection and making good adjacent to demolition |  | m2 |  |  | 0 |  |  |  | 0 | 0 |  | 0
break up roads and paving |  | m2 |  |  | 0 |  |  |  | 5 | 0 |  | 0
site clearance, contamination or gas in ground |  | m2 |  |  | 0 |  |  |  |  | 0 |  | 0
Demolitions sub-totals |  |  |  |  | 0 |  |  |  |  | 0 |  | 0
Asbestos removal
Asbestos survey level 3 (while buildings are unoccupied) | [9 empty] | 0 |  | 0
Asbestos removal (estimate based on level 2 survey) |  | m2 |  |  | 0 |  |  | 0 | 10 | 0 |  | 0
Asbestos removal sub-total |  |  |  |  | 0 |  |  |  |  | 0 |  | 0
Survey fees
Archaeological investigations (beyond desktop) | [11 empty] | 0
Other abnormal fees | [11 empty] | 0
Abnormal fees sub-totals |  |  |  |  | 0 |  |  |  |  | 0 |  | 0
TEMPORARY WORKS
Temporary Accommodation enabling works and decanting | [11 empty] | 0
Temporary Accom foundations and service connections |  | m2 footprint |  |  | 0 |  |  |  |  | 0 |  | 0
Temporary Classroom Accommodation hire costs |  | room |  |  | 0 |  |  |  | 0 | 0 |  | 0
Temporary Practical Accommodation hire costs |  | room |  |  | 0 |  |  |  | 0 | 0 |  | 0
Temporary Halls and kitchens Accommodation hire costs |  | space |  |  | 0 |  |  |  | 0 | 0 |  | 0
Protection of existing school during construction | [11 empty] | 0
other temporary works | [11 empty] | 0
Temporary Works sub-totals |  |  |  |  | 0 |  |  |  |  | 0 |  | 0
ABNORMALS WITHOUT LIFECYCLE TOTALS |  |  |  |  | 0 |  |  |  |  | 0 |  | 0
Total including overheads and profit, prelims and contingency (as above) | [9 empty] | 0 |  | 0
(PfS assume fees to be within price for enabling items)
ABNORMAL ITEMS (except asbestos removal and fees) |  | UNIT | QUANTITY | UNIT RATE (£) | ESTIMATE BY LA (£) | DESCRIPTION/ JUSTIFICATION |  | PfS QUANTITY | PfS RATE (£) | PfS ALLO-CATION (£) |  | COST TO LA (£) | PfS COMMENT
INFRASTRUCTURE COSTS: for additional infrastructure that is not included in External Works (but not generaly funded by DfES or PfS)
Diversion of mains utilities not servicing the site | [11 empty] | 0
new/ improved access roads, cycle routes, pick-up/ drop-off, crossings | [11 empty] | 0
bridge or tunnel to facilitate safe movement of students | [11 empty] | 0
Other infrastructure costs | [11 empty] | 0
Infrastructure costs sub-totals |  |  |  |  | 0 |  |  |  |  | 0 |  | 0
SITE RESTRICTIONS: Where the site is constrained in that new buildings or refurbishment proposals will incur additional cost
phasing and out of hours working | [11 empty] | 0
All weather pitch on restricted site |  | m2 |  |  | 0 |  |  |  |  | 0 |  | 0 | generally only covered by BSF funding if for increased pupil places on existing site
extra over for 4 storey or above due to constrained site |  | m2 |  |  | 0 |  |  |  |  | 0 |  | 0
Other site restrictions | [11 empty] | 0
Site restrictions sub-totals |  |  |  |  | 0 |  |  |  |  | 0 |  | 0
SITE CONDITIONS: Where site conditions impose more expensive solutions
Bearing capacity requires piling, so foundations beyond standard |  | m2 footprint |  |  | 0 |  |  |  |  | 0 |  | 0 | generally covered by BSF funding if 1 or 2 storey buildings required
very poor ground conditions, eg mineshafts, water table | [11 empty] | 0
unusual site level variations need retaining walls and/or ramps | [11 empty] | 0
extreme noise pollution | [11 empty] | 0
Other site conditions | [11 empty] | 0
Site conditions sub-totals |  |  |  |  | 0 |  |  |  |  | 0 |  | 0
OTHER ABNORMALS: including other costs which may accrue due to unusual circumstances relating to the project
Planning Requirements & Planning Constraints / Conservation Areas | [11 empty] | 0
Work to listed elements of listed building | [11 empty] | 0
Boundary ballstop/ security fencing above 2.4m |  | m run |  |  | 0 |  |  |  |  | 0 |  | 0
extra security matters. e.g. extra security of contractors' area | [11 empty] | 0
Environmental matters | [11 empty] | 0
Party Wall matters | [11 empty] | 0
Other abnormals with lifecycle | [11 empty] | 0
Other abnormals sub-totals |  |  |  |  | 0 |  |  |  |  | 0 |  | 0
ABNORMALS WITH LIFECYCLE TOTALS |  |  |  |  | 0 |  |  |  |  | 0 |  | 0 | new site abnormals |  | 0
Total including overheads and profit, prelims and contingency (as above) | [9 empty] | 0 |  | 0 | to allow development |  | 0
PfS fee allocation for abnormals |  |  |  | (12.5% for <60% new build, 15% for <60% refurbishment) |  |  |  |  | 15% | 0

## School 10
PRE-OBC EXTERNAL WORKS AND ABNORMALS PROFORMA | [6 empty] | Date LA / TA completed proforma |  |  | 0 |  | Author | 0
SCHOOL CHARACTERISTICS | [6 empty] | PROJECT CONTEXT
BSF Project Title: | A N Authority - as on Totals sheet | [5 empty] | Proposed project location | [5 empty] | Nature of ground
[7 empty] | Total area of site(s) |  |  |  |  | (m2) | Site levels | Level
School Name | school 10 | [5 empty] | Total net area of site(s) |  |  |  |  | (m2) | Water table | no effect
School Number | [6 empty] | Proposed school GIFA |  |  |  |  | (m2) | Other features
Specialism(s) | [6 empty] | Proposed net building area |  |  |  |  | (m2)
Type of school | community |  |  | Gender |  |  | Number of sites with buildings |  |  |  | 1
Age Range of school | 11-16 | [5 empty] | Area of off-site playing fields, if available |  |  |  |  | (m2)
SCHOOL CHARACTERISTICS | [5 empty] | PROPOSED GIFA (m2) |  |  |  |  | BUILDING TYPE TO BE REFURBISHED
[7 empty] | Base | Supplementary |  |  |  |  | GIFA | % GIFA
Pupil places | Current |  | Proposed |  |  |  | (m2 GIFA) | (m2 GIFA) | Total (m2 GIFA) |  | A. Victorian
KS1 and KS2 (5-11) |  |  |  |  | Mainstream | New build/extension |  |  | 0 |  | B. Interwar
KS3 (11-14) | [5 empty] | Major remodelling |  |  | 0 |  | C. Post-war
KS4 (14-16) | [5 empty] | Minor refurbishment |  |  | 0 |  | D. 1960's - 70's
Post 16 | [5 empty] | Unaffected |  |  | 0 |  | E. >1980
PRU |  |  |  |  | PRU | New build/extension |  |  | 0
SEN PLASC A, B, C* | [5 empty] | Major remodelling |  |  | 0 |  | NEW BUILDINGS CONFIGURATION
SEN PLASC D | [5 empty] | Minor refurbishment |  |  | 0
Total | 0 |  | 0 |  |  | Unaffected |  |  | 0 |  |  |  | GIFA | % GIFA | Average ht, m
[5 empty] | SEN A, B, C | New build/extension |  |  | 0 |  | Below ground
*type of SEN | [5 empty] | Major remodelling |  |  | 0 |  | Single storey
[6 empty] | Minor refurbishment |  |  | 0 |  | 2 storey
BB98 GIFA comparator | 0 | middle | 0 |  |  | Unaffected |  |  | 0 |  | 3 storey
BB77 GIFA comparator | 0 | hydro | 0 |  |  | Total | 0 | 0 | 0 |  |  | storey
OTHER INFORMATION
Total current NOR |  |  |  |  | to be demolished, m2 |  |  |  | 0 |  |  | type of site
Existing School GIFA |  |  |  | (m2) | [8 empty] | LA % | PfS %
Date of Estimate (quarter) |  |  | 3Q06 |  | Construction start (LA) |  | 2Q06 |  |  |  |  | Main contractor Overheads & Profit | 3% | 3%
Construction duration (months) |  |  | 18 |  | Construction end (LA) |  | 4Q07 |  |  |  |  | Prelims | 13% | 13%
Number of phases, exc. demolitions |  |  |  |  | Funding start date (PfS) |  | 2Q06 |  |  |  | (inflation covered in FAM) | Contingency | 5% | 5%
EXTERNAL WORKS ITEMS (except demolitions) |  | UNIT | QUANTITY | UNIT RATE (£) | ESTIMATE BY LA (£) | DESCRIPTION |  | PfS QUANTITY | PfS RATE (£) | PfS ALLO-CATION (£) |  | COST TO LA (£) | PfS COMMENT
Site clearance, excavation and earthworks [related to building work] | [11 empty] | 0
Access roads and separate vehicle/pedestrian entrance |  | m2 |  |  | 0 |  |  |  |  | 0 |  | 0
Car Parking and circulation routes |  | m2 |  |  | 0 |  |  |  |  | 0 |  | 0
Pavements and pedestrain walkways |  | m2 |  |  | 0 |  |  |  |  | 0 |  | 0
Hard surfaced areas including Multi-use Games Area (MUGA) |  | m2 |  |  | 0 |  |  |  |  | 0 |  | 0
soft landscaping and habitat areas |  | m2 |  |  | 0 |  |  |  |  | 0 |  | 0
sports pitches including equipment |  | m2 |  |  | 0 |  |  |  |  | 0 |  | 0
Incoming services and statutory connections (incl. new sub-stations) | [11 empty] | 0
land drainage | [11 empty] | 0
site lighting | [11 empty] | 0
Fencing (2.4m or similar) |  | m |  |  | 0 |  |  |  |  | 0 |  | 0
Other external works, including outdoor furniture and signage | [11 empty] | 0
EXTERNAL WORKS TOTALS |  |  |  |  | 0 |  |  |  |  | 0 |  | 0
Total including overheads and profit, prelims and contingency (as above) | [9 empty] | 0 |  | 0
PfS fee allocation for external works |  |  |  | (12.5% for <60% new build, 15% for <60% refurbishment) |  |  |  |  | 15% | 0
ENABLING ITEMS (including fees) |  | UNIT | QUANTITY | UNIT RATE (£) | ESTIMATE BY LA (£) | DESCRIPTION/ JUSTIFICATION |  | PfS QUANTITY | PfS RATE (£) | PfS ALLO-CATION (£) |  | COST TO LA (£) | PfS COMMENT
DEMOLITIONS AND SITE CLEARANCE
demolition of existing buildings including grubbing up and removal from site |  | m2 | 0 |  | 0 |  |  | 0 | 40 | 0 |  | 0
protection and making good adjacent to demolition |  | m2 |  |  | 0 |  |  |  | 0 | 0 |  | 0
break up roads and paving |  | m2 |  |  | 0 |  |  |  | 5 | 0 |  | 0
site clearance, contamination or gas in ground |  | m2 |  |  | 0 |  |  |  |  | 0 |  | 0
Demolitions sub-totals |  |  |  |  | 0 |  |  |  |  | 0 |  | 0
Asbestos removal
Asbestos survey level 3 (while buildings are unoccupied) | [9 empty] | 0 |  | 0
Asbestos removal (estimate based on level 2 survey) |  | m2 |  |  | 0 |  |  | 0 | 10 | 0 |  | 0
Asbestos removal sub-total |  |  |  |  | 0 |  |  |  |  | 0 |  | 0
Survey fees
Archaeological investigations (beyond desktop) | [11 empty] | 0
Other abnormal fees | [11 empty] | 0
Abnormal fees sub-totals |  |  |  |  | 0 |  |  |  |  | 0 |  | 0
TEMPORARY WORKS
Temporary Accommodation enabling works and decanting | [11 empty] | 0
Temporary Accom foundations and service connections |  | m2 footprint |  |  | 0 |  |  |  |  | 0 |  | 0
Temporary Classroom Accommodation hire costs |  | room |  |  | 0 |  |  |  | 0 | 0 |  | 0
Temporary Practical Accommodation hire costs |  | room |  |  | 0 |  |  |  | 0 | 0 |  | 0
Temporary Halls and kitchens Accommodation hire costs |  | space |  |  | 0 |  |  |  | 0 | 0 |  | 0
Protection of existing school during construction | [11 empty] | 0
other temporary works | [11 empty] | 0
Temporary Works sub-totals |  |  |  |  | 0 |  |  |  |  | 0 |  | 0
ABNORMALS WITHOUT LIFECYCLE TOTALS |  |  |  |  | 0 |  |  |  |  | 0 |  | 0
Total including overheads and profit, prelims and contingency (as above) | [9 empty] | 0 |  | 0
(PfS assume fees to be within price for enabling items)
ABNORMAL ITEMS (except asbestos removal and fees) |  | UNIT | QUANTITY | UNIT RATE (£) | ESTIMATE BY LA (£) | DESCRIPTION/ JUSTIFICATION |  | PfS QUANTITY | PfS RATE (£) | PfS ALLO-CATION (£) |  | COST TO LA (£) | PfS COMMENT
INFRASTRUCTURE COSTS: for additional infrastructure that is not included in External Works (but not generaly funded by DfES or PfS)
Diversion of mains utilities not servicing the site | [11 empty] | 0
new/ improved access roads, cycle routes, pick-up/ drop-off, crossings | [11 empty] | 0
bridge or tunnel to facilitate safe movement of students | [11 empty] | 0
Other infrastructure costs | [11 empty] | 0
Infrastructure costs sub-totals |  |  |  |  | 0 |  |  |  |  | 0 |  | 0
SITE RESTRICTIONS: Where the site is constrained in that new buildings or refurbishment proposals will incur additional cost
phasing and out of hours working | [11 empty] | 0
All weather pitch on restricted site |  | m2 |  |  | 0 |  |  |  |  | 0 |  | 0 | generally only covered by BSF funding if for increased pupil places on existing site
extra over for 4 storey or above due to constrained site |  | m2 |  |  | 0 |  |  |  |  | 0 |  | 0
Other site restrictions | [11 empty] | 0
Site restrictions sub-totals |  |  |  |  | 0 |  |  |  |  | 0 |  | 0
SITE CONDITIONS: Where site conditions impose more expensive solutions
Bearing capacity requires piling, so foundations beyond standard |  | m2 footprint |  |  | 0 |  |  |  |  | 0 |  | 0 | generally covered by BSF funding if 1 or 2 storey buildings required
very poor ground conditions, eg mineshafts, water table | [11 empty] | 0
unusual site level variations need retaining walls and/or ramps | [11 empty] | 0
extreme noise pollution | [11 empty] | 0
Other site conditions | [11 empty] | 0
Site conditions sub-totals |  |  |  |  | 0 |  |  |  |  | 0 |  | 0
OTHER ABNORMALS: including other costs which may accrue due to unusual circumstances relating to the project
Planning Requirements & Planning Constraints / Conservation Areas | [11 empty] | 0
Work to listed elements of listed building | [11 empty] | 0
Boundary ballstop/ security fencing above 2.4m |  | m run |  |  | 0 |  |  |  |  | 0 |  | 0
extra security matters. e.g. extra security of contractors' area | [11 empty] | 0
Environmental matters | [11 empty] | 0
Party Wall matters | [11 empty] | 0
Other abnormals with lifecycle | [11 empty] | 0
Other abnormals sub-totals |  |  |  |  | 0 |  |  |  |  | 0 |  | 0
ABNORMALS WITH LIFECYCLE TOTALS |  |  |  |  | 0 |  |  |  |  | 0 |  | 0 | new site abnormals |  | 0
Total including overheads and profit, prelims and contingency (as above) | [9 empty] | 0 |  | 0 | to allow development |  | 0
PfS fee allocation for abnormals |  |  |  | (12.5% for <60% new build, 15% for <60% refurbishment) |  |  |  |  | 15% | 0

## School 11
PRE-OBC EXTERNAL WORKS AND ABNORMALS PROFORMA | [6 empty] | Date LA / TA completed proforma |  |  | 0 |  | Author | 0
SCHOOL CHARACTERISTICS | [6 empty] | PROJECT CONTEXT
BSF Project Title: | A N Authority - as on Totals sheet | [5 empty] | Proposed project location | [5 empty] | Nature of ground
[7 empty] | Total area of site(s) |  |  |  |  | (m2) | Site levels | Level
School Name | school 11 | [5 empty] | Total net area of site(s) |  |  |  |  | (m2) | Water table | no effect
School Number | [6 empty] | Proposed school GIFA |  |  |  |  | (m2) | Other features
Specialism(s) | [6 empty] | Proposed net building area |  |  |  |  | (m2)
Type of school | community |  |  | Gender |  |  | Number of sites with buildings |  |  |  | 1
Age Range of school | 11-16 | [5 empty] | Area of off-site playing fields, if available |  |  |  |  | (m2)
SCHOOL CHARACTERISTICS | [5 empty] | PROPOSED GIFA (m2) |  |  |  |  | BUILDING TYPE TO BE REFURBISHED
[7 empty] | Base | Supplementary |  |  |  |  | GIFA | % GIFA
Pupil places | Current |  | Proposed |  |  |  | (m2 GIFA) | (m2 GIFA) | Total (m2 GIFA) |  | A. Victorian
KS1 and KS2 (5-11) |  |  |  |  | Mainstream | New build/extension |  |  | 0 |  | B. Interwar
KS3 (11-14) | [5 empty] | Major remodelling |  |  | 0 |  | C. Post-war
KS4 (14-16) | [5 empty] | Minor refurbishment |  |  | 0 |  | D. 1960's - 70's
Post 16 | [5 empty] | Unaffected |  |  | 0 |  | E. >1980
PRU |  |  |  |  | PRU | New build/extension |  |  | 0
SEN PLASC A, B, C* | [5 empty] | Major remodelling |  |  | 0 |  | NEW BUILDINGS CONFIGURATION
SEN PLASC D | [5 empty] | Minor refurbishment |  |  | 0
Total | 0 |  | 0 |  |  | Unaffected |  |  | 0 |  |  |  | GIFA | % GIFA | Average ht, m
[5 empty] | SEN A, B, C | New build/extension |  |  | 0 |  | Below ground
*type of SEN | [5 empty] | Major remodelling |  |  | 0 |  | Single storey
[6 empty] | Minor refurbishment |  |  | 0 |  | 2 storey
BB98 GIFA comparator | 0 | middle | 0 |  |  | Unaffected |  |  | 0 |  | 3 storey
BB77 GIFA comparator | 0 | hydro | 0 |  |  | Total | 0 | 0 | 0 |  |  | storey
OTHER INFORMATION
Total current NOR |  |  |  |  | to be demolished, m2 |  |  |  | 0 |  |  | type of site
Existing School GIFA |  |  |  | (m2) | [8 empty] | LA % | PfS %
Date of Estimate (quarter) |  |  | 3Q06 |  | Construction start (LA) |  | 2Q06 |  |  |  |  | Main contractor Overheads & Profit | 3% | 3%
Construction duration (months) |  |  | 18 |  | Construction end (LA) |  | 4Q07 |  |  |  |  | Prelims | 13% | 13%
Number of phases, exc. demolitions |  |  |  |  | Funding start date (PfS) |  | 2Q06 |  |  |  | (inflation covered in FAM) | Contingency | 5% | 5%
EXTERNAL WORKS ITEMS (except demolitions) |  | UNIT | QUANTITY | UNIT RATE (£) | ESTIMATE BY LA (£) | DESCRIPTION |  | PfS QUANTITY | PfS RATE (£) | PfS ALLO-CATION (£) |  | COST TO LA (£) | PfS COMMENT
Site clearance, excavation and earthworks [related to building work] | [11 empty] | 0
Access roads and separate vehicle/pedestrian entrance |  | m2 |  |  | 0 |  |  |  |  | 0 |  | 0
Car Parking and circulation routes |  | m2 |  |  | 0 |  |  |  |  | 0 |  | 0
Pavements and pedestrain walkways |  | m2 |  |  | 0 |  |  |  |  | 0 |  | 0
Hard surfaced areas including Multi-use Games Area (MUGA) |  | m2 |  |  | 0 |  |  |  |  | 0 |  | 0
soft landscaping and habitat areas |  | m2 |  |  | 0 |  |  |  |  | 0 |  | 0
sports pitches including equipment |  | m2 |  |  | 0 |  |  |  |  | 0 |  | 0
Incoming services and statutory connections (incl. new sub-stations) | [11 empty] | 0
land drainage | [11 empty] | 0
site lighting | [11 empty] | 0
Fencing (2.4m or similar) |  | m |  |  | 0 |  |  |  |  | 0 |  | 0
Other external works, including outdoor furniture and signage | [11 empty] | 0
EXTERNAL WORKS TOTALS |  |  |  |  | 0 |  |  |  |  | 0 |  | 0
Total including overheads and profit, prelims and contingency (as above) | [9 empty] | 0 |  | 0
PfS fee allocation for external works |  |  |  | (12.5% for <60% new build, 15% for <60% refurbishment) |  |  |  |  | 15% | 0
ENABLING ITEMS (including fees) |  | UNIT | QUANTITY | UNIT RATE (£) | ESTIMATE BY LA (£) | DESCRIPTION/ JUSTIFICATION |  | PfS QUANTITY | PfS RATE (£) | PfS ALLO-CATION (£) |  | COST TO LA (£) | PfS COMMENT
DEMOLITIONS AND SITE CLEARANCE
demolition of existing buildings including grubbing up and removal from site |  | m2 | 0 |  | 0 |  |  | 0 | 40 | 0 |  | 0
protection and making good adjacent to demolition |  | m2 |  |  | 0 |  |  |  | 0 | 0 |  | 0
break up roads and paving |  | m2 |  |  | 0 |  |  |  | 5 | 0 |  | 0
site clearance, contamination or gas in ground |  | m2 |  |  | 0 |  |  |  |  | 0 |  | 0
Demolitions sub-totals |  |  |  |  | 0 |  |  |  |  | 0 |  | 0
Asbestos removal
Asbestos survey level 3 (while buildings are unoccupied) | [9 empty] | 0 |  | 0
Asbestos removal (estimate based on level 2 survey) |  | m2 |  |  | 0 |  |  | 0 | 10 | 0 |  | 0
Asbestos removal sub-total |  |  |  |  | 0 |  |  |  |  | 0 |  | 0
Survey fees
Archaeological investigations (beyond desktop) | [11 empty] | 0
Other abnormal fees | [11 empty] | 0
Abnormal fees sub-totals |  |  |  |  | 0 |  |  |  |  | 0 |  | 0
TEMPORARY WORKS
Temporary Accommodation enabling works and decanting | [11 empty] | 0
Temporary Accom foundations and service connections |  | m2 footprint |  |  | 0 |  |  |  |  | 0 |  | 0
Temporary Classroom Accommodation hire costs |  | room |  |  | 0 |  |  |  | 0 | 0 |  | 0
Temporary Practical Accommodation hire costs |  | room |  |  | 0 |  |  |  | 0 | 0 |  | 0
Temporary Halls and kitchens Accommodation hire costs |  | space |  |  | 0 |  |  |  | 0 | 0 |  | 0
Protection of existing school during construction | [11 empty] | 0
other temporary works | [11 empty] | 0
Temporary Works sub-totals |  |  |  |  | 0 |  |  |  |  | 0 |  | 0
ABNORMALS WITHOUT LIFECYCLE TOTALS |  |  |  |  | 0 |  |  |  |  | 0 |  | 0
Total including overheads and profit, prelims and contingency (as above) | [9 empty] | 0 |  | 0
(PfS assume fees to be within price for enabling items)
ABNORMAL ITEMS (except asbestos removal and fees) |  | UNIT | QUANTITY | UNIT RATE (£) | ESTIMATE BY LA (£) | DESCRIPTION/ JUSTIFICATION |  | PfS QUANTITY | PfS RATE (£) | PfS ALLO-CATION (£) |  | COST TO LA (£) | PfS COMMENT
INFRASTRUCTURE COSTS: for additional infrastructure that is not included in External Works (but not generaly funded by DfES or PfS)
Diversion of mains utilities not servicing the site | [11 empty] | 0
new/ improved access roads, cycle routes, pick-up/ drop-off, crossings | [11 empty] | 0
bridge or tunnel to facilitate safe movement of students | [11 empty] | 0
Other infrastructure costs | [11 empty] | 0
Infrastructure costs sub-totals |  |  |  |  | 0 |  |  |  |  | 0 |  | 0
SITE RESTRICTIONS: Where the site is constrained in that new buildings or refurbishment proposals will incur additional cost
phasing and out of hours working | [11 empty] | 0
All weather pitch on restricted site |  | m2 |  |  | 0 |  |  |  |  | 0 |  | 0 | generally only covered by BSF funding if for increased pupil places on existing site
extra over for 4 storey or above due to constrained site |  | m2 |  |  | 0 |  |  |  |  | 0 |  | 0
Other site restrictions | [11 empty] | 0
Site restrictions sub-totals |  |  |  |  | 0 |  |  |  |  | 0 |  | 0
SITE CONDITIONS: Where site conditions impose more expensive solutions
Bearing capacity requires piling, so foundations beyond standard |  | m2 footprint |  |  | 0 |  |  |  |  | 0 |  | 0 | generally covered by BSF funding if 1 or 2 storey buildings required
very poor ground conditions, eg mineshafts, water table | [11 empty] | 0
unusual site level variations need retaining walls and/or ramps | [11 empty] | 0
extreme noise pollution | [11 empty] | 0
Other site conditions | [11 empty] | 0
Site conditions sub-totals |  |  |  |  | 0 |  |  |  |  | 0 |  | 0
OTHER ABNORMALS: including other costs which may accrue due to unusual circumstances relating to the project
Planning Requirements & Planning Constraints / Conservation Areas | [11 empty] | 0
Work to listed elements of listed building | [11 empty] | 0
Boundary ballstop/ security fencing above 2.4m |  | m run |  |  | 0 |  |  |  |  | 0 |  | 0
extra security matters. e.g. extra security of contractors' area | [11 empty] | 0
Environmental matters | [11 empty] | 0
Party Wall matters | [11 empty] | 0
Other abnormals with lifecycle | [11 empty] | 0
Other abnormals sub-totals |  |  |  |  | 0 |  |  |  |  | 0 |  | 0
ABNORMALS WITH LIFECYCLE TOTALS |  |  |  |  | 0 |  |  |  |  | 0 |  | 0 | new site abnormals |  | 0
Total including overheads and profit, prelims and contingency (as above) | [9 empty] | 0 |  | 0 | to allow development |  | 0
PfS fee allocation for abnormals |  |  |  | (12.5% for <60% new build, 15% for <60% refurbishment) |  |  |  |  | 15% | 0

## School 12
PRE-OBC EXTERNAL WORKS AND ABNORMALS PROFORMA | [6 empty] | Date LA / TA completed proforma |  |  | 0 |  | Author | 0
SCHOOL CHARACTERISTICS | [6 empty] | PROJECT CONTEXT
BSF Project Title: | A N Authority - as on Totals sheet | [5 empty] | Proposed project location | [5 empty] | Nature of ground
[7 empty] | Total area of site(s) |  |  |  |  | (m2) | Site levels | Level
School Name | school 12 | [5 empty] | Total net area of site(s) |  |  |  |  | (m2) | Water table | no effect
School Number | [6 empty] | Proposed school GIFA |  |  |  |  | (m2) | Other features
Specialism(s) | [6 empty] | Proposed net building area |  |  |  |  | (m2)
Type of school | community |  |  | Gender |  |  | Number of sites with buildings |  |  |  | 1
Age Range of school | 11-16 | [5 empty] | Area of off-site playing fields, if available |  |  |  |  | (m2)
SCHOOL CHARACTERISTICS | [5 empty] | PROPOSED GIFA (m2) |  |  |  |  | BUILDING TYPE TO BE REFURBISHED
[7 empty] | Base | Supplementary |  |  |  |  | GIFA | % GIFA
Pupil places | Current |  | Proposed |  |  |  | (m2 GIFA) | (m2 GIFA) | Total (m2 GIFA) |  | A. Victorian
KS1 and KS2 (5-11) |  |  |  |  | Mainstream | New build/extension |  |  | 0 |  | B. Interwar
KS3 (11-14) | [5 empty] | Major remodelling |  |  | 0 |  | C. Post-war
KS4 (14-16) | [5 empty] | Minor refurbishment |  |  | 0 |  | D. 1960's - 70's
Post 16 | [5 empty] | Unaffected |  |  | 0 |  | E. >1980
PRU |  |  |  |  | PRU | New build/extension |  |  | 0
SEN PLASC A, B, C* | [5 empty] | Major remodelling |  |  | 0 |  | NEW BUILDINGS CONFIGURATION
SEN PLASC D | [5 empty] | Minor refurbishment |  |  | 0
Total | 0 |  | 0 |  |  | Unaffected |  |  | 0 |  |  |  | GIFA | % GIFA | Average ht, m
[5 empty] | SEN A, B, C | New build/extension |  |  | 0 |  | Below ground
*type of SEN | [5 empty] | Major remodelling |  |  | 0 |  | Single storey
[6 empty] | Minor refurbishment |  |  | 0 |  | 2 storey
BB98 GIFA comparator | 0 | middle | 0 |  |  | Unaffected |  |  | 0 |  | 3 storey
BB77 GIFA comparator | 0 | hydro | 0 |  |  | Total | 0 | 0 | 0 |  |  | storey
OTHER INFORMATION
Total current NOR |  |  |  |  | to be demolished, m2 |  |  |  | 0 |  |  | type of site
Existing School GIFA |  |  |  | (m2) | [8 empty] | LA % | PfS %
Date of Estimate (quarter) |  |  | 3Q06 |  | Construction start (LA) |  | 2Q06 |  |  |  |  | Main contractor Overheads & Profit | 3% | 3%
Construction duration (months) |  |  | 18 |  | Construction end (LA) |  | 4Q07 |  |  |  |  | Prelims | 13% | 13%
Number of phases, exc. demolitions |  |  |  |  | Funding start date (PfS) |  | 2Q06 |  |  |  | (inflation covered in FAM) | Contingency | 5% | 5%
EXTERNAL WORKS ITEMS (except demolitions) |  | UNIT | QUANTITY | UNIT RATE (£) | ESTIMATE BY LA (£) | DESCRIPTION |  | PfS QUANTITY | PfS RATE (£) | PfS ALLO-CATION (£) |  | COST TO LA (£) | PfS COMMENT
Site clearance, excavation and earthworks [related to building work] | [11 empty] | 0
Access roads and separate vehicle/pedestrian entrance |  | m2 |  |  | 0 |  |  |  |  | 0 |  | 0
Car Parking and circulation routes |  | m2 |  |  | 0 |  |  |  |  | 0 |  | 0
Pavements and pedestrain walkways |  | m2 |  |  | 0 |  |  |  |  | 0 |  | 0
Hard surfaced areas including Multi-use Games Area (MUGA) |  | m2 |  |  | 0 |  |  |  |  | 0 |  | 0
soft landscaping and habitat areas |  | m2 |  |  | 0 |  |  |  |  | 0 |  | 0
sports pitches including equipment |  | m2 |  |  | 0 |  |  |  |  | 0 |  | 0
Incoming services and statutory connections (incl. new sub-stations) | [11 empty] | 0
land drainage | [11 empty] | 0
site lighting | [11 empty] | 0
Fencing (2.4m or similar) |  | m |  |  | 0 |  |  |  |  | 0 |  | 0
Other external works, including outdoor furniture and signage | [11 empty] | 0
EXTERNAL WORKS TOTALS |  |  |  |  | 0 |  |  |  |  | 0 |  | 0
Total including overheads and profit, prelims and contingency (as above) | [9 empty] | 0 |  | 0
PfS fee allocation for external works |  |  |  | (12.5% for <60% new build, 15% for <60% refurbishment) |  |  |  |  | 15% | 0
ENABLING ITEMS (including fees) |  | UNIT | QUANTITY | UNIT RATE (£) | ESTIMATE BY LA (£) | DESCRIPTION/ JUSTIFICATION |  | PfS QUANTITY | PfS RATE (£) | PfS ALLO-CATION (£) |  | COST TO LA (£) | PfS COMMENT
DEMOLITIONS AND SITE CLEARANCE
demolition of existing buildings including grubbing up and removal from site |  | m2 | 0 |  | 0 |  |  | 0 | 40 | 0 |  | 0
protection and making good adjacent to demolition |  | m2 |  |  | 0 |  |  |  | 0 | 0 |  | 0
break up roads and paving |  | m2 |  |  | 0 |  |  |  | 5 | 0 |  | 0
site clearance, contamination or gas in ground |  | m2 |  |  | 0 |  |  |  |  | 0 |  | 0
Demolitions sub-totals |  |  |  |  | 0 |  |  |  |  | 0 |  | 0
Asbestos removal
Asbestos survey level 3 (while buildings are unoccupied) | [9 empty] | 0 |  | 0
Asbestos removal (estimate based on level 2 survey) |  | m2 |  |  | 0 |  |  | 0 | 10 | 0 |  | 0
Asbestos removal sub-total |  |  |  |  | 0 |  |  |  |  | 0 |  | 0
Survey fees
Archaeological investigations (beyond desktop) | [11 empty] | 0
Other abnormal fees | [11 empty] | 0
Abnormal fees sub-totals |  |  |  |  | 0 |  |  |  |  | 0 |  | 0
TEMPORARY WORKS
Temporary Accommodation enabling works and decanting | [11 empty] | 0
Temporary Accom foundations and service connections |  | m2 footprint |  |  | 0 |  |  |  |  | 0 |  | 0
Temporary Classroom Accommodation hire costs |  | room |  |  | 0 |  |  |  | 0 | 0 |  | 0
Temporary Practical Accommodation hire costs |  | room |  |  | 0 |  |  |  | 0 | 0 |  | 0
Temporary Halls and kitchens Accommodation hire costs |  | space |  |  | 0 |  |  |  | 0 | 0 |  | 0
Protection of existing school during construction | [11 empty] | 0
other temporary works | [11 empty] | 0
Temporary Works sub-totals |  |  |  |  | 0 |  |  |  |  | 0 |  | 0
ABNORMALS WITHOUT LIFECYCLE TOTALS |  |  |  |  | 0 |  |  |  |  | 0 |  | 0
Total including overheads and profit, prelims and contingency (as above) | [9 empty] | 0 |  | 0
(PfS assume fees to be within price for enabling items)
ABNORMAL ITEMS (except asbestos removal and fees) |  | UNIT | QUANTITY | UNIT RATE (£) | ESTIMATE BY LA (£) | DESCRIPTION/ JUSTIFICATION |  | PfS QUANTITY | PfS RATE (£) | PfS ALLO-CATION (£) |  | COST TO LA (£) | PfS COMMENT
INFRASTRUCTURE COSTS: for additional infrastructure that is not included in External Works (but not generaly funded by DfES or PfS)
Diversion of mains utilities not servicing the site | [11 empty] | 0
new/ improved access roads, cycle routes, pick-up/ drop-off, crossings | [11 empty] | 0
bridge or tunnel to facilitate safe movement of students | [11 empty] | 0
Other infrastructure costs | [11 empty] | 0
Infrastructure costs sub-totals |  |  |  |  | 0 |  |  |  |  | 0 |  | 0
SITE RESTRICTIONS: Where the site is constrained in that new buildings or refurbishment proposals will incur additional cost
phasing and out of hours working | [11 empty] | 0
All weather pitch on restricted site |  | m2 |  |  | 0 |  |  |  |  | 0 |  | 0 | generally only covered by BSF funding if for increased pupil places on existing site
extra over for 4 storey or above due to constrained site |  | m2 |  |  | 0 |  |  |  |  | 0 |  | 0
Other site restrictions | [11 empty] | 0
Site restrictions sub-totals |  |  |  |  | 0 |  |  |  |  | 0 |  | 0
SITE CONDITIONS: Where site conditions impose more expensive solutions
Bearing capacity requires piling, so foundations beyond standard |  | m2 footprint |  |  | 0 |  |  |  |  | 0 |  | 0 | generally covered by BSF funding if 1 or 2 storey buildings required
very poor ground conditions, eg mineshafts, water table | [11 empty] | 0
unusual site level variations need retaining walls and/or ramps | [11 empty] | 0
extreme noise pollution | [11 empty] | 0
Other site conditions | [11 empty] | 0
Site conditions sub-totals |  |  |  |  | 0 |  |  |  |  | 0 |  | 0
OTHER ABNORMALS: including other costs which may accrue due to unusual circumstances relating to the project
Planning Requirements & Planning Constraints / Conservation Areas | [11 empty] | 0
Work to listed elements of listed building | [11 empty] | 0
Boundary ballstop/ security fencing above 2.4m |  | m run |  |  | 0 |  |  |  |  | 0 |  | 0
extra security matters. e.g. extra security of contractors' area | [11 empty] | 0
Environmental matters | [11 empty] | 0
Party Wall matters | [11 empty] | 0
Other abnormals with lifecycle | [11 empty] | 0
Other abnormals sub-totals |  |  |  |  | 0 |  |  |  |  | 0 |  | 0
ABNORMALS WITH LIFECYCLE TOTALS |  |  |  |  | 0 |  |  |  |  | 0 |  | 0 | new site abnormals |  | 0
Total including overheads and profit, prelims and contingency (as above) | [9 empty] | 0 |  | 0 | to allow development |  | 0
PfS fee allocation for abnormals |  |  |  | (12.5% for <60% new build, 15% for <60% refurbishment) |  |  |  |  | 15% | 0

## Exclusions
| The following categories of work should not be included in enabling works or abnormals as they are deemed to be included in the base cost already funded: |  | The following categories of work may be identified as abnormal but will NOT be covered by BSF funding, so will need to be covered by the LA contribution
| and assumed for all sites: | or assumed only where necessary
basic build costs | BB98 | CCTV | Public Art
| BB93 | Computer access floor | Relocation allowance (decanting)
| BB87 | Electronic door controls | air conditioning
| Lifts (in buildings over single storey) | Hearing loop system in areas used by community | Sprinkler Systems
| PA and fire alarm Systems | Preliminaries affecting Location | Garage
|  | Shutters | Refuse compactor
Out of hours working
site costs | Access Road | Access controls for site | Decanting/relocation/transport/off site storage costs
| Car Parking | Land Drainage | Demolition or decontamination to clear a new site ready for new school
| Ecological Works (Pond/Habitat) | Petrol interceptor | Direct school costs
| External lighting | Sub Station (new) | Emergency generator and equipment / cabling
| Multi-use Games Area | further Tennis Courts | Floodlighting to any sports facilities (including all-weather)
| Separate Vehicle/Pedestrian entrance |  | Off site services and drains
| Vehicle barriers and controls |  | Section 106 Requirements
Traffic Calming
Upgrade public rights of way / cycleways
Upgrading of surrounding infrastructure
Work to public footways adjacent to the site
fees | Allowance for Consultant Appointment | Acoustic Consulant | Legal Fees
| Building Regulations and Prescribed Fees | Acoustic survey
| Landscape Management Plan | Air Quality Survey
| Outline Planning Application Fee | Catering Consultant
| Planning Application Fee | Computer Modelling
| Traffic Impact Assessment | Desk top Studies for traffic/archaeology/acoustics/environment
Drainage Condition Survey (incl CCTV)
Electromagnetic survey
Environmental Impact Survey
Water permeability test survey
Fire Consultant
Geotechnical site investigation report
OS Mapping
Security Consultant
Theatre Consultant
Topographical Survey
Traffic Scoping study
Tree Survey
Wind Tunnel Testing